{"text_format":"1","workbook":"xlsx","n_sheets":5,"sheets":["Introduction","AppInputs","Climate","Outputs","Revisions"],"not_rendered":{"charts":3,"images":2,"macros":1,"external_links":0,"defined_names":70,"comments":0,"pivot_tables":0},"unopened":[],"bounds":{"document_bytes":16777216,"sheet_cells":100000,"rows_first":2000,"rows_last":500,"rows_between":2000,"halvings":0,"cell_chars":16384,"cell_head_chars":4096},"cells_cut":0,"cells_raw":0,"read":"whole","date_system":"1900"}

{"sheet":"Introduction","index":0,"n_rows":8,"n_cols":20,"rows_kept":8,"cut":false,"hidden":false,"merged":[[2,7,2,8]]}
["Introduction",null,null,null,null,null,null,null,"vAConsult"]
[null,null,null,null,null,null,null,null,{"$f":"AppInputs!R2","v":"V1.2"}]
[null,null,null,null,null,null,null,{"$f":"AppInputs!Q3","v":"2015-02-12"}]
[]
[]
[null,null,null,null,null,null,null,null,null,null,null,null,null,null,null,null,null,null,null,"Revisions"]
[null,null,null,null,null,null,null,null,null,null,null,null,null,null,null,null,null,null,null,"GvA: 12/02/2015 -> V1.2"]
[null,null,null,null,null,null,null,null,null,null,null,null,null,null,null,null,null,null,null,"AppInputs, cmb_LoadProfile: List was missing. Added"]

{"sheet":"AppInputs","index":1,"n_rows":50,"n_cols":25,"rows_kept":50,"cut":false,"hidden":false,"merged":[[11,2,11,3],[38,1,38,8],[2,16,2,17]]}
["Static inputs and annual result",null,null,null,null,null,null,null,null,null,null,null,null,null,null,null,null,"vAConsult"]
[null,null,null,null,null,null,null,null,null,null,null,null,null,null,null,null,null,"V1.2"]
[null,null,null,null,null,null,null,null,null,null,null,null,null,null,null,null,"2015-02-12"]
[]
["Storage tank:",null,null,null,null,null,null,null,null,null,null,null,null,null,null,null,null,null,null,null,null,"Label classes",null,"STO_USE"]
[null,"Nvol =",4,"-","…Number of volumes in the storage tank",null,null,null,null,null,null,"Solar collector:",null,null,null,null,null,null,null,null,null,"A+",null,"STO_USE_H","Space heating only"]
[null,null,null,"Bottom",2,3,"Top",null,null,null,null,null,"Asol;mod =",2.5,"m2","…Aperture area collector module",null,null,null,null,null,"A",null,"STO_USE_W","Water heating only"]
[null,"Vsto;tot =",{"$f":"SUM(D8:G8)","v":300},75,75,75,75,"litres","…Volume of each volume",null,null,null,"ηo =",0.8,"-","…Zero loss collector efficiency",null,null,null,null,null,"B",null,"STO_USE_ALL","Space and water heating"]
[null,"ϑsto;vol,to =",10,"oC","…Start temperature",null,null,null,null,null,null,null,"a1 =",3.5,"W/(m2.K)","…First order collector heat loss",null,null,null,null,null,"C"]
[null,"Labl class:","C","-","…Storage label class",null,null,null,null,null,null,null,"a2 =",0,"W/(m2.K2)","…Second order collector heat loss",null,null,null,null,null,"D"]
[null,"Hsto;ls = ",1.8698506355285645,"W/k","…Storage heat loss coefficient",null,null,null,null,null,null,null,"IAM =",0.94,"-","…Incidence angle modifier",null,null,null,null,null,"E"]
[null,"STO_USE","STO_USE_ALL",null,{"$f":"\"…\"&VLOOKUP(C12,X6:Y8,2,FALSE)","v":"…Space and water heating"},null,null,null,null,null,null,null,"Фcol =",0.02,"kg/s/m2","…Collector flowrate (test condition)",null,null,null,null,null,"F",null,"Space heating demand"]
[null,null,null,null,null,null,null,null,null,null,null,null,null,null,null,null,null,null,null,null,null,"G",null,"Low"]
["Backup heater:",null,null,null,null,null,null,null,null,null,null,"Collector loop:",null,null,null,null,null,null,null,null,null,null,null,"Medium"]
[null,"Psto;bkp =",15,"kW","…Power of backup heater (for each volume)",null,null,null,null,null,null,null,"SOL_LOC","HS","-","…Location collector loop",null,null,null,null,null,null,null,"High"]
[null,"Isto;bkp =",3,"-","…Volume number of heat input",null,null,null,null,null,null,null,"Nsol;mod",3,"-","…Number of collector modules applied"]
[null,"ϑsto;bkp;max =",70,"oC","…Maximum temperature (thermostat)",null,null,null,null,null,null,null,"Pcol;pmp ",30,"W","…Pump power",null,null,null,null,null,null,"Load profiles"]
[null,"Hsto;bkp;exh",2000,"W/K","…Heat exchanger heat transfer rate",null,null,null,null,null,null,null,"Pcol;ctrl",2,"W ","…Control power",null,null,null,null,null,null,"Test"]
[null,null,null,null,null,null,null,null,null,null,null,null,"Hsol;loop",4,"W/K","…Heat loss coefficient collector loop",null,null,null,null,null,null,"M"]
["Domestic hot water:",null,null,null,null,null,null,null,null,null,null,null,null,null,null,null,null,null,null,null,null,null,"L"]
[null,"Load profile:","L",null,null,null,null,null,null,null,null,"Connection to the storage:",null,null,null,null,null,null,null,null,null,null,"XL"]
[null,"ϑW;sto;dhw;in =",10,"oC","…Cold water temperature",null,null,null,null,null,null,null,"ϑsto;sol;max =",90,"oC","…Maximum temperature storage due to collector",null,null,null,null,null,null,"XXL"]
[null,"ϑW;sto;out;min =",60,"oC","…Requested supply temperature",null,null,null,null,null,null,null,"Isto;sol;in =",1,"-","…Volume number for inlet storage"]
[null,"Isto;dhw;in =",1,"-","…Volume number inlet storage",null,null,null,null,null,null,null,"Hsto;sol;exh =",{"$f":"40*num_Asol_Mod*num_Nsol_mod","v":300},"W/K","…Heat exchanger heat transfer rate"]
[null,"Isto;dhw;out =",4,"-","…Volume number outlet storage"]
[]
["Space heating:"]
[null,"Heat demand:","Low"]
[null,"ϑS;dis;rtn =",30,"oC","…Space heating distribution return temperature"]
[null,"Isto;shs;in =",3,"-","…Volume number inlet storage"]
[null,"Hsto;shs;exh =",1000,"W/K","…Heat exchanger heat transfer rate"]
[]
["Constants:"]
[null,"ρ =",1,"kg/l","...Water volumic mass"]
[null,"Cp;w =",1.16E-3,"kWh/(kg.K)","...Water specific heat"]
[]
[]
[]
[null,"Annual results"]
[null,null,"kWh","MJ"]
[null,"Qsto;bkp = ",6588.17170390499,{"$f":"C41*3.6","v":23717.418134057963},"…Backup heater input into the storage"]
[null,"Qsol = ",8297.4037499999959,{"$f":"C42*3.6","v":29870.653499999986},"…Solar radiation on collector plane"]
[null,"Qsto;sol = ",3005.3961145253788,10819.426012291364,"…Solar heat input into the storage"]
[null,"Qsto;Dhw;req = ",4254.0750000001044,15314.670000000377,"…Requested heat for the service hot water"]
[null,"Qsto;Dhw = ",4254.0750000001044,15314.670000000377,"…Hot water heat output from the storage"]
[null,"Qsto;sh;req = ",4762.0672200648114,17143.441992233322,"…Requested heat for the service space heating"]
[null,"Qsto;sh = ",4748.3306959296733,17093.990505346825,"…Space heating heat output from the storage"]
[null,"Qsto;ls = ",580.12218749867463,2088.4398749952288,"…heat storage heat losses"]
[null,"Qsto;bal = ",2.147774614221306E-12,7.7319886111967019E-12,"…Heat balance of the storage"]
[null,"Wsol;aux =",91.619999999986092,null,"…Auxiliary energy consumption"]

{"sheet":"Climate","index":2,"n_rows":8766,"n_cols":23,"rows_kept":8766,"cut":false,"hidden":false,"merged":[[2,7,2,8]]}
["Climate data",null,null,null,null,null,null,null,"vAConsult"]
[null,null,null,null,null,null,null,null,"V1.1"]
[null,null,null,null,null,null,null,"2014-11-14"]
[null,null,null,null,null,null,null,null,null,null,"Summary of monthly data calculated from hourly data"]
["Day","Hour","Tout","Isol",null,null,null,null,null,"Nbr days",31,28,31,30,31,30,31,31,30,31,30,31,{"$f":"SUM(K5:V5)","v":365}]
[null,null,"oC","W/m2",null,null,null,null,null,"Start row:",7,{"$f":"K6+K5*24","v":751},1423,2167,2887,3631,4351,5095,5839,6559,7303,8023,8767]
[1,1,3.2,0,null,null,null,null,null,"Month no:",1,2,3,4,5,6,7,8,9,10,11,12]
[1,2,3.4,0,null,null,null,null,null,"Isol =",{"$f":"AVERAGE(INDIRECT(\"D\"&K6&\":D\"&L6-1))","v":39.830085125448065},{"$f":"AVERAGE(INDIRECT(\"D\"&L6&\":D\"&M6-1))","v":65.378885582010611},126.31093189964163,167.08063271604939,192.74839456391862,209.50150462962969,187.11469534050173,206.50563769414561,139.32669753086412,93.536551672640456,51.120138888888917,33.1540098566308,"W/m2"]
[1,3,3.5,0,null,null,null,null,null,"Tout =",{"$f":"AVERAGE(INDIRECT(\"C\"&K6&\":C\"&L6-1))","v":2.4748655913978488},{"$f":"AVERAGE(INDIRECT(\"C\"&L6&\":C\"&M6-1))","v":2.7257440476190462},5.5829301075268836,7.9570833333333439,11.94233870967741,15.490972222222245,17.047311827956978,16.387768817204304,13.775555555555558,11.168010752688179,5.9561111111111051,3.4245967741935441,"oC"]
[1,4,3.7,0]
[1,5,3.2,0]
[1,6,3.3,0]
[1,7,2.8,0]
[1,8,2.9,0]
[1,9,2.4,0]
[1,10,2.8,16.138888888888889]
[1,11,3.6,79.916666666666657]
[1,12,4.3,119.38888888888889]
[1,13,4.7,67.777777777777771]
[1,14,5.2,82.305555555555557]
[1,15,5.4,69.305555555555557]
[1,16,4.9000000000000004,41.722222222222221]
[1,17,3.5,13.916666666666668]
[1,18,3.6,0]
[1,19,3,0]
[1,20,3.4,0]
[1,21,2.9,0]
[1,22,1.7,0]
[1,23,1.3,0]
[1,24,1.3,0]
[2,1,0.6,0]
[2,2,0.3,0]
[2,3,-0.3,0]
[2,4,-1,0]
[2,5,-0.4,0]
[2,6,0.3,0]
[2,7,0.7,0]
[2,8,0.8,0]
[2,9,1.3,0]
[2,10,1.5,6]
[2,11,1.9,38.055555555555557]
[2,12,3.2,203.5277777777778]
[2,13,4.7,469.33333333333331]
[2,14,5,505.33333333333337]
[2,15,3.5,412.36111111111109]
[2,16,3.6,268.97222222222223]
[2,17,2.6,10.305555555555555]
[2,18,1.9,0]
[2,19,1.4,0]
[2,20,0.7,0]
[2,21,0.6,0]
[2,22,0.2,0]
[2,23,0.2,0]
[2,24,0.2,0]
[3,1,-0.2,0]
[3,2,0.2,0]
[3,3,-0.6,0]
[3,4,-0.9,0]
[3,5,-0.7,0]
[3,6,-1.3,0]
[3,7,-1.5,0]
[3,8,-1.8,0]
[3,9,-2,0]
[3,10,-0.8,124.80555555555556]
[3,11,0.9,378.94444444444446]
[3,12,2,490.8055555555556]
[3,13,3,563.69444444444446]
[3,14,3.5,638.5]
[3,15,3.3,515.77777777777771]
[3,16,2.2999999999999998,331.66666666666669]
[3,17,1.5,31]
[3,18,-0.5,0]
[3,19,-0.7,0]
[3,20,-0.5,0]
[3,21,-0.6,0]
[3,22,-1.4,0]
[3,23,-2.2000000000000002,0]
[3,24,-2.5,0]
[4,1,-2,0]
[4,2,0,0]
[4,3,-0.8,0]
[4,4,-1.8,0]
[4,5,-2.8,0]
[4,6,-2.8,0]
[4,7,-3.6,0]
[4,8,-3.5,0]
[4,9,-3.1,0]
[4,10,-2.4,144.22222222222223]
[4,11,-1.1000000000000001,578.44444444444446]
[4,12,-0.4,864.1111111111112]
[4,13,-0.3,914.88888888888891]
[4,14,2.2000000000000002,774.36111111111109]
[4,15,2.2999999999999998,554.41666666666674]
[4,16,1.8,369.94444444444446]
[4,17,-0.3,64.138888888888886]
[4,18,-0.6,0]
[4,19,-1.2,0]
[4,20,-1.7,0]
[4,21,-1.7,0]
[4,22,-1.2,0]
[4,23,-0.7,0]
[4,24,0.1,0]
[5,1,1.1000000000000001,0]
[5,2,0.5,0]
[5,3,0.5,0]
[5,4,1,0]
[5,5,1.3,0]
[5,6,1.6,0]
[5,7,1.7,0]
[5,8,2.2000000000000002,0]
[5,9,2.2999999999999998,0]
[5,10,2.6,6]
[5,11,3.1,16.527777777777779]
[5,12,3.5,86.888888888888886]
[5,13,4.0999999999999996,77.277777777777771]
[5,14,4.2,74.666666666666671]
[5,15,4,72]
[5,16,3.6,40.972222222222221]
[5,17,3.6,9.9444444444444429]
[5,18,3.3,0]
[5,19,2.9,0]
[5,20,2.9,0]
[5,21,2.9,0]
[5,22,2.5,0]
[5,23,2.5,0]
[5,24,2.9,0]
[6,1,3,0]
[6,2,2.6,0]
[6,3,3,0]
[6,4,4.2,0]
[6,5,4.0999999999999996,0]
[6,6,4.0999999999999996,0]
[6,7,4.3,0]
[6,8,4.5,0]
[6,9,4.8,0]
[6,10,5.0999999999999996,6]
[6,11,5.3,9.75]
[6,12,5.5,15.972222222222221]
[6,13,5.3,18.055555555555557]
[6,14,5.4,25.138888888888889]
[6,15,5.3,13.944444444444445]
[6,16,5.3,17.277777777777779]
[6,17,5,4.2777777777777777]
[6,18,4.7,0]
[6,19,5.0999999999999996,0]
[6,20,4.9000000000000004,0]
[6,21,4.2,0]
[6,22,4.5,0]
[6,23,4,0]
[6,24,3.6,0]
[7,1,4.0999999999999996,0]
[7,2,4.4000000000000004,0]
[7,3,4,0]
[7,4,3.6,0]
[7,5,3.9,0]
[7,6,3.6,0]
[7,7,4,0]
[7,8,4.3,0]
[7,9,4.5999999999999996,0]
[7,10,4.8,1.8611111111111112]
[7,11,5.6,7.666666666666667]
[7,12,6.1,15.972222222222221]
[7,13,6.6,25.027777777777775]
[7,14,6.9,25.138888888888889]
[7,15,7.1,31.083333333333336]
[7,16,7.3,12.361111111111111]
[7,17,7.2,4.25]
[7,18,6.6,0]
[7,19,6.5,0]
[7,20,6.4,0]
[7,21,6.2,0]
[7,22,6.2,0]
[7,23,6.5,0]
[7,24,6.6,0]
[8,1,7.1,0]
[8,2,7.6,0]
[8,3,7.6,0]
[8,4,7.7,0]
[8,5,8,0]
[8,6,7.7,0]
[8,7,7.9,0]
[8,8,7.8,0]
[8,9,7.9,0]
[8,10,8,0]
[8,11,8,7.666666666666667]
[8,12,8.3000000000000007,7.5277777777777786]
[8,13,8,13.666666666666668]
[8,14,8,22.722222222222221]
[8,15,8.1999999999999993,11.75]
[8,16,7.2,14.694444444444445]
[8,17,6.5,9.5555555555555554]
[8,18,6,0]
[8,19,5.8,0]
[8,20,5.0999999999999996,0]
[8,21,4.7,0]
[8,22,4.3,0]
[8,23,3.9,0]
[8,24,4.5,0]
[9,1,4.9000000000000004,0]
[9,2,4.4000000000000004,0]
[9,3,4.2,0]
[9,4,3.8,0]
[9,5,4.5,0]
[9,6,4.8,0]
[9,7,4.7,0]
[9,8,4.5999999999999996,0]
[9,9,3.6,0]
[9,10,3.3,21.611111111111111]
[9,11,4.8,320.4444444444444]
[9,12,5,505.25]
[9,13,5.0999999999999996,353.36111111111109]
[9,14,5.2,169.27777777777777]
[9,15,5.2,81.611111111111114]
[9,16,5.8,33.805555555555557]
[9,17,5.0999999999999996,4.1944444444444446]
[9,18,5.2,0]
[9,19,6.8,0]
[9,20,7.2,0]
[9,21,6.8,0]
[9,22,6.2,0]
[9,23,6.2,0]
[9,24,6.1,0]
[10,1,6.1,0]
[10,2,5.9,0]
[10,3,5.2,0]
[10,4,4.5999999999999996,0]
[10,5,4.0999999999999996,0]
[10,6,3.3,0]
[10,7,2.9,0]
[10,8,2.5,0]
[10,9,2.2999999999999998,0]
[10,10,3.9,15.833333333333334]
[10,11,4.8,9.8055555555555554]
[10,12,5.2,22.916666666666668]
[10,13,5.3,22.611111111111114]
[10,14,6,18.083333333333332]
[10,15,6.7,18.472222222222221]
[10,16,7.2,7.833333333333333]
[10,17,7.3,4.166666666666667]
[10,18,7.2,0]
[10,19,7.3,0]
[10,20,7.2,0]
[10,21,7.3,0]
[10,22,7.5,0]
[10,23,7.4,0]
[10,24,7.3,0]
[11,1,7.2,0]
[11,2,7.2,0]
[11,3,7.2,0]
[11,4,7.2,0]
[11,5,6.8,0]
[11,6,6.8,0]
[11,7,6.8,0]
[11,8,6.8,0]
[11,9,6.4,0]
[11,10,5.8,13.166666666666666]
[11,11,5.9,32.055555555555557]
[11,12,5.8,27.805555555555554]
[11,13,5.6,34.916666666666664]
[11,14,6.5,76.805555555555557]
[11,15,6.6,103.66666666666666]
[11,16,7,39.611111111111107]
[11,17,7.2,18.638888888888886]
[11,18,7.1,0]
[11,19,6.3,0]
[11,20,5.2,0]
[11,21,4.9000000000000004,0]
[11,22,4.5,0]
[11,23,4.5999999999999996,0]
[11,24,4.4000000000000004,0]
[12,1,3.1,0]
[12,2,2.8,0]
[12,3,2.9,0]
[12,4,2.2999999999999998,0]
[12,5,2,0]
[12,6,1.6,0]
[12,7,2.2000000000000002,0]
[12,8,2.2000000000000002,0]
[12,9,2.2999999999999998,0]
[12,10,2.4,8.25]
[12,11,3.8,43.75]
[12,12,4.9000000000000004,119.5]
[12,13,5.7,147.66666666666669]
[12,14,6.4,83.333333333333329]
[12,15,6.8,66.611111111111114]
[12,16,6.8,45.805555555555557]
[12,17,6.9,42.666666666666664]
[12,18,7.3,2.1944444444444446]
[12,19,7.3,0]
[12,20,7.3,0]
[12,21,7.6,0]
[12,22,7.2,0]
[12,23,6.7,0]
[12,24,6.2,0]
[13,1,5.2,0]
[13,2,4.4000000000000004,0]
[13,3,4.3,0]
[13,4,4.3,0]
[13,5,4.5,0]
[13,6,4.8,0]
[13,7,4.8,0]
[13,8,4.7,0]
[13,9,4.7,0]
[13,10,4.5,10.611111111111112]
[13,11,5,43.583333333333336]
[13,12,5.9,155.38888888888889]
[13,13,6.1,306.36111111111114]
[13,14,6,216.91666666666666]
[13,15,6.1,144.7777777777778]
[13,16,5.4,127.52777777777779]
[13,17,4.8,67.555555555555557]
[13,18,4.5,0]
[13,19,3.8,0]
[13,20,4,0]
[13,21,4.4000000000000004,0]
[13,22,4.5,0]
[13,23,4.8,0]
[13,24,4.7,0]
[14,1,4.8,0]
[14,2,5,0]
[14,3,5.4,0]
[14,4,5.9,0]
[14,5,6.9,0]
[14,6,6.8,0]
[14,7,5.9,0]
[14,8,5.3,0]
[14,9,5.2,0]
[14,10,5.0999999999999996,24.194444444444443]
[14,11,5.5,287.58333333333331]
[14,12,5.7,207.52777777777777]
[14,13,5.6,110.66666666666666]
[14,14,5,34.972222222222221]
[14,15,5.6,36]
[14,16,5.6,165.16666666666669]
[14,17,4.7,76.777777777777771]
[14,18,3.8,2.1944444444444446]
[14,19,3.8,0]
[14,20,3.3,0]
[14,21,3,0]
[14,22,3.3,0]
[14,23,2.9,0]
[14,24,3.7,0]
[15,1,4.0999999999999996,0]
[15,2,4.0999999999999996,0]
[15,3,4.3,0]
[15,4,4.5,0]
[15,5,4.4000000000000004,0]
[15,6,4,0]
[15,7,4.4000000000000004,0]
[15,8,4,0]
[15,9,4.3,0]
[15,10,4.5,3.8888888888888888]
[15,11,5,11.972222222222223]
[15,12,4.5999999999999996,18.222222222222221]
[15,13,4.8,20.277777777777779]
[15,14,4.8,18.083333333333332]
[15,15,4.3,41.444444444444443]
[15,16,4.0999999999999996,27.194444444444446]
[15,17,3.9,24.194444444444443]
[15,18,3.4,2.1944444444444446]
[15,19,2.5,0]
[15,20,1.7,0]
[15,21,1.8,0]
[15,22,2.1,0]
[15,23,2.2000000000000002,0]
[15,24,1.3,0]
[16,1,1.8,0]
[16,2,1.8,0]
[16,3,1.8,0]
[16,4,0.8,0]
[16,5,1,0]
[16,6,1.3,0]
[16,7,1.2,0]
[16,8,0.6,0]
[16,9,0.5,0]
[16,10,1,24.027777777777779]
[16,11,1.6,55.833333333333336]
[16,12,2.5,52.083333333333336]
[16,13,2.9,39.972222222222221]
[16,14,2.5,27.388888888888886]
[16,15,2.5,13.888888888888889]
[16,16,3.1,7.8055555555555562]
[16,17,3.5,1.9444444444444444]
[16,18,4.8,0]
[16,19,5.4,0]
[16,20,6.6,0]
[16,21,7.5,0]
[16,22,8.9,0]
[16,23,9.4,0]
[16,24,9.8000000000000007,0]
[17,1,9.8000000000000007,0]
[17,2,9.8000000000000007,0]
[17,3,9.3000000000000007,0]
[17,4,8.8000000000000007,0]
[17,5,9,0]
[17,6,9.4,0]
[17,7,8,0]
[17,8,7.2,0]
[17,9,5.6,0]
[17,10,6.4,3.8888888888888888]
[17,11,6,17.833333333333336]
[17,12,6.1,127.72222222222223]
[17,13,6.3,89.694444444444443]
[17,14,6.2,92.194444444444443]
[17,15,6.5,100.38888888888889]
[17,16,6.3,75.833333333333329]
[17,17,5.9,42.44444444444445]
[17,18,5.6,0]
[17,19,6.1,0]
[17,20,5.5,0]
[17,21,5.0999999999999996,0]
[17,22,5.4,0]
[17,23,5.9,0]
[17,24,5.4,0]
[18,1,5.6,0]
[18,2,5.3,0]
[18,3,5.4,0]
[18,4,5.3,0]
[18,5,5,0]
[18,6,3,0]
[18,7,4.8,0]
[18,8,3.4,0]
[18,9,4.5,0]
[18,10,5.3,5.9722222222222223]
[18,11,5.3,16.5]
[18,12,5.4,22.833333333333336]
[18,13,5.0999999999999996,59.444444444444443]
[18,14,5.0999999999999996,102.41666666666666]
[18,15,5,96.083333333333329]
[18,16,4.8,53.916666666666664]
[18,17,4.7,11.25]
[18,18,4.3,2.1944444444444446]
[18,19,3,0]
[18,20,2.8,0]
[18,21,2.9,0]
[18,22,2.7,0]
[18,23,2.1,0]
[18,24,1.3,0]
[19,1,1.4,0]
[19,2,1.1000000000000001,0]
[19,3,0.7,0]
[19,4,0.4,0]
[19,5,-0.2,0]
[19,6,-0.1,0]
[19,7,0.2,0]
[19,8,0.8,0]
[19,9,0.8,0]
[19,10,0.8,10.5]
[19,11,1.8,16.472222222222221]
[19,12,3.4,267.88888888888886]
[19,13,3.2,318]
[19,14,4,309.72222222222223]
[19,15,2.6,256.66666666666669]
[19,16,4.3,89.972222222222214]
[19,17,3.8,161.05555555555554]
[19,18,3.2,9.7222222222222214]
[19,19,2.8,0]
[19,20,2.5,0]
[19,21,2.4,0]
[19,22,2.2999999999999998,0]
[19,23,1.8,0]
[19,24,1.5,0]
[20,1,-0.2,0]
[20,2,-0.8,0]
[20,3,-1.4,0]
[20,4,-1.6,0]
[20,5,-1.9,0]
[20,6,-1.7,0]
[20,7,-1.6,0]
[20,8,-1.6,0]
[20,9,-1.7,0]
[20,10,-1.4,29.472222222222221]
[20,11,-0.6,302.63888888888891]
[20,12,-0.2,235.30555555555557]
[20,13,0.5,490.72222222222217]
[20,14,0.8,494.30555555555554]
[20,15,0.7,291.75]
[20,16,0.7,118.6388888888889]
[20,17,0.7,56.638888888888893]
[20,18,0.4,2.1944444444444446]
[20,19,0.3,0]
[20,20,-0.1,0]
[20,21,-0.4,0]
[20,22,-0.5,0]
[20,23,-0.5,0]
[20,24,-0.2,0]
[21,1,-0.7,0]
[21,2,-0.9,0]
[21,3,-1.2,0]
[21,4,-1.1000000000000001,0]
[21,5,-1.2,0]
[21,6,-1.1000000000000001,0]
[21,7,-0.9,0]
[21,8,-1.2,0]
[21,9,-0.9,0]
[21,10,-0.4,26.361111111111114]
[21,11,0.3,143.83333333333331]
[21,12,0.6,239.16666666666666]
[21,13,0.3,352.22222222222223]
[21,14,0.3,150.77777777777777]
[21,15,0.3,87.5]
[21,16,0.3,62.916666666666664]
[21,17,-0.2,25.388888888888889]
[21,18,-1.1000000000000001,2.1944444444444446]
[21,19,-1.4,0]
[21,20,-2.1,0]
[21,21,-2.1,0]
[21,22,-2.6,0]
[21,23,-2.8,0]
[21,24,-2.7,0]
[22,1,-3.2,0]
[22,2,-1.8,0]
[22,3,-1.2,0]
[22,4,-0.8,0]
[22,5,-0.8,0]
[22,6,-0.4,0]
[22,7,-0.3,0]
[22,8,-0.2,0]
[22,9,-0.2,0]
[22,10,-0.2,10.444444444444445]
[22,11,-0.2,18.777777777777775]
[22,12,-0.1,30.027777777777775]
[22,13,0.2,50.416666666666664]
[22,14,0.8,56.222222222222221]
[22,15,0.8,57.916666666666664]
[22,16,1.2,32.111111111111107]
[22,17,1.2,8.5]
[22,18,1.7,0]
[22,19,2.7,0]
[22,20,1.8,0]
[22,21,1.8,0]
[22,22,2,0]
[22,23,2,0]
[22,24,2.2999999999999998,0]
[23,1,1.7,0]
[23,2,1.7,0]
[23,3,1.9,0]
[23,4,2,0]
[23,5,2.1,0]
[23,6,2.4,0]
[23,7,2.6,0]
[23,8,2.2999999999999998,0]
[23,9,1.5,0]
[23,10,2.4,92]
[23,11,3.4,332.80555555555554]
[23,12,4.4000000000000004,483.97222222222223]
[23,13,4.8,578.16666666666674]
[23,14,4.8,210.08333333333331]
[23,15,4.8,104.55555555555554]
[23,16,3.9,43.5]
[23,17,2.2000000000000002,18.916666666666664]
[23,18,2.4,2.1666666666666665]
[23,19,1.9,0]
[23,20,-0.2,0]
[23,21,-0.2,0]
[23,22,-0.2,0]
[23,23,0.6,0]
[23,24,0.5,0]
[24,1,1.5,0]
[24,2,2.2000000000000002,0]
[24,3,2.2000000000000002,0]
[24,4,1.5,0]
[24,5,1.6,0]
[24,6,1.8,0]
[24,7,2.2000000000000002,0]
[24,8,2.7,0]
[24,9,2.8,0]
[24,10,3.3,12.777777777777779]
[24,11,3.7,16.444444444444446]
[24,12,4,25.138888888888889]
[24,13,4.2,29.611111111111111]
[24,14,4.5999999999999996,18.111111111111111]
[24,15,4.7,16.083333333333332]
[24,16,4.8,7.833333333333333]
[24,17,4.9000000000000004,1.9444444444444444]
[24,18,4.8,0]
[24,19,4.5999999999999996,0]
[24,20,4.7,0]
[24,21,3.5,0]
[24,22,3.7,0]
[24,23,4.2,0]
[24,24,4.4000000000000004,0]
[25,1,3.7,0]
[25,2,3.1,0]
[25,3,2.9,0]
[25,4,3,0]
[25,5,3.2,0]
[25,6,3.4,0]
[25,7,4.2,0]
[25,8,4.3,0]
[25,9,4.8,0]
[25,10,5,3.8888888888888888]
[25,11,5.2,7.75]
[25,12,5.7,34.944444444444443]
[25,13,5.6,50.166666666666664]
[25,14,5.4,18.111111111111111]
[25,15,5.2,16.083333333333332]
[25,16,4.8,9.9444444444444429]
[25,17,3.9,8.4166666666666661]
[25,18,3.4,2.1666666666666665]
[25,19,2.9,0]
[25,20,2.2999999999999998,0]
[25,21,2.2000000000000002,0]
[25,22,1.9,0]
[25,23,1.5,0]
[25,24,1.5,0]
[26,1,1.5,0]
[26,2,1.3,0]
[26,3,0.9,0]
[26,4,0.4,0]
[26,5,0.7,0]
[26,6,1,0]
[26,7,1.1000000000000001,0]
[26,8,1,0]
[26,9,0.5,0]
[26,10,0.6,10.388888888888889]
[26,11,0.7,23.472222222222221]
[26,12,0.9,45.416666666666664]
[26,13,1.2,119.91666666666666]
[26,14,1.7,101.61111111111111]
[26,15,0.6,145.27777777777777]
[26,16,1,59.694444444444443]
[26,17,0.4,99.388888888888886]
[26,18,-0.4,7.0555555555555554]
[26,19,0,0]
[26,20,0.1,0]
[26,21,0.1,0]
[26,22,0.1,0]
[26,23,0.1,0]
[26,24,0.1,0]
[27,1,-0.2,0]
[27,2,-0.3,0]
[27,3,-0.4,0]
[27,4,-0.4,0]
[27,5,-0.6,0]
[27,6,-1.1000000000000001,0]
[27,7,-0.9,0]
[27,8,-1.1000000000000001,0]
[27,9,-1.4,0]
[27,10,-0.7,15.111111111111111]
[27,11,-0.7,50.472222222222221]
[27,12,-0.5,188.55555555555554]
[27,13,0.1,731.58333333333326]
[27,14,-0.2,196]
[27,15,-0.2,285.33333333333337]
[27,16,-0.6,120.72222222222223]
[27,17,-0.6,43.111111111111107]
[27,18,-0.8,4.5277777777777777]
[27,19,-1.2,0]
[27,20,-2,0]
[27,21,-2.2000000000000002,0]
[27,22,-3.1,0]
[27,23,-3.7,0]
[27,24,-3.8,0]
[28,1,-4.0999999999999996,0]
[28,2,-4.0999999999999996,0]
[28,3,-4.3,0]
[28,4,-4.5,0]
[28,5,-4.5999999999999996,0]
[28,6,-4.7,0]
[28,7,-5.3,0]
[28,8,-5.0999999999999996,0]
[28,9,-4.7,2.1111111111111112]
[28,10,-4.5,15.055555555555557]
[28,11,-4.0999999999999996,50.277777777777779]
[28,12,-3.7,71.222222222222214]
[28,13,-3.4,98.222222222222229]
[28,14,-3.1,137.86111111111111]
[28,15,-3.2,296.38888888888891]
[28,16,-2.6,99.722222222222229]
[28,17,-3.3,26.638888888888889]
[28,18,-3,2.1666666666666665]
[28,19,-2.9,0]
[28,20,-3,0]
[28,21,-3.1,0]
[28,22,-3.3,0]
[28,23,-2.9,0]
[28,24,-2.7,0]
[29,1,-2.5,0]
[29,2,-2.6,0]
[29,3,-2.2999999999999998,0]
[29,4,-2,0]
[29,5,-2.2999999999999998,0]
[29,6,-2.6,0]
[29,7,-2.4,0]
[29,8,-2.2999999999999998,0]
[29,9,-2,0]
[29,10,-1.8,5.9722222222222223]
[29,11,-1.4,16.416666666666668]
[29,12,-1.1000000000000001,34.805555555555557]
[29,13,-0.6,55.305555555555557]
[29,14,-0.3,104.94444444444444]
[29,15,-0.2,94.527777777777786]
[29,16,-0.2,73.694444444444443]
[29,17,-0.3,29.416666666666668]
[29,18,-0.2,2.1666666666666665]
[29,19,-0.2,0]
[29,20,-0.2,0]
[29,21,-0.2,0]
[29,22,-0.3,0]
[29,23,-0.3,0]
[29,24,-0.3,0]
[30,1,-0.3,0]
[30,2,-0.3,0]
[30,3,-0.3,0]
[30,4,-0.4,0]
[30,5,-0.4,0]
[30,6,-0.4,0]
[30,7,-0.3,0]
[30,8,-0.2,0]
[30,9,-0.2,0]
[30,10,-0.3,8.1388888888888893]
[30,11,-0.2,14.166666666666666]
[30,12,-0.1,50.527777777777779]
[30,13,-0.1,69.472222222222214]
[30,14,-0.1,58.111111111111107]
[30,15,0.4,71.416666666666671]
[30,16,0.4,42.166666666666671]
[30,17,0.4,18]
[30,18,0.5,2.1666666666666665]
[30,19,0.3,0]
[30,20,-0.2,0]
[30,21,-0.5,0]
[30,22,-1.1000000000000001,0]
[30,23,-1.4,0]
[30,24,-1.8,0]
[31,1,-1.8,0]
[31,2,-2.1,0]
[31,3,-2.2000000000000002,0]
[31,4,-2.2000000000000002,0]
[31,5,-2.1,0]
[31,6,-2,0]
[31,7,-1.7,0]
[31,8,-1.9,0]
[31,9,-2,2.1111111111111112]
[31,10,-1.4,33.444444444444443]
[31,11,-0.4,91.444444444444443]
[31,12,0.8,146.86111111111111]
[31,13,1.7,425.69444444444446]
[31,14,2.8,421.63888888888891]
[31,15,3.5,633.22222222222217]
[31,16,3.3,489]
[31,17,2.5,312.58333333333331]
[31,18,1.1000000000000001,22.555555555555557]
[31,19,-0.4,0]
[31,20,-0.7,0]
[31,21,-1.2,0]
[31,22,-2.2999999999999998,0]
[31,23,-3.7,0]
[31,24,-5.0999999999999996,0]
[32,1,-5.8,0]
[32,2,-6.6,0]
[32,3,-7.9,0]
[32,4,-8.4,0]
[32,5,-8.9,0]
[32,6,-8.5,0]
[32,7,-8,0]
[32,8,-7.8,0]
[32,9,-7.6,2.1111111111111112]
[32,10,-8.1999999999999993,22.388888888888886]
[32,11,-7.6,80.666666666666657]
[32,12,-5.9,462.80555555555554]
[32,13,-5.8,770.77777777777783]
[32,14,-5.7,526.30555555555554]
[32,15,-5.4,477.61111111111114]
[32,16,-5.7,96.722222222222214]
[32,17,-5.4,25.888888888888889]
[32,18,-5.4,2.1666666666666665]
[32,19,-5.3,0]
[32,20,-5.3,0]
[32,21,-5.4,0]
[32,22,-5.4,0]
[32,23,-5.5,0]
[32,24,-6.3,0]
[33,1,-7.7,0]
[33,2,-8,0]
[33,3,-8.8000000000000007,0]
[33,4,-8.9,0]
[33,5,-8.4,0]
[33,6,-8.4,0]
[33,7,-6.9,0]
[33,8,-5.6,0]
[33,9,-4.7,2.1111111111111112]
[33,10,-4.0999999999999996,17.305555555555554]
[33,11,-3.8,35.805555555555557]
[33,12,-3.8,47.55555555555555]
[33,13,-3.4,66.111111111111114]
[33,14,-3.2,66.25]
[33,15,-2.8,61.861111111111107]
[33,16,-2.6,33.638888888888886]
[33,17,-2.4,15.277777777777779]
[33,18,-2.4,2.1666666666666665]
[33,19,-2.2999999999999998,0]
[33,20,-2.1,0]
[33,21,-2,0]
[33,22,-2,0]
[33,23,-2.2000000000000002,0]
[33,24,-2.2000000000000002,0]
[34,1,-2.1,0]
[34,2,-2,0]
[34,3,-1.9,0]
[34,4,-1.9,0]
[34,5,-1.8,0]
[34,6,-1.9,0]
[34,7,-1.9,0]
[34,8,-1.6,0]
[34,9,-1.6,2.1111111111111112]
[34,10,-1.4,10.305555555555555]
[34,11,-1.2,25.694444444444443]
[34,12,-0.9,50.166666666666664]
[34,13,-0.3,83.75]
[34,14,-0.4,49.583333333333336]
[34,15,0,56]
[34,16,-0.1,38.888888888888886]
[34,17,-0.4,12.833333333333334]
[34,18,-0.5,2.1666666666666665]
[34,19,-0.7,0]
[34,20,-0.8,0]
[34,21,-0.8,0]
[34,22,-0.8,0]
[34,23,-0.9,0]
[34,24,-0.9,0]
[35,1,-0.9,0]
[35,2,-1.1000000000000001,0]
[35,3,-1.1000000000000001,0]
[35,4,-1.2,0]
[35,5,-1.2,0]
[35,6,-1.4,0]
[35,7,-1.4,0]
[35,8,-1.4,0]
[35,9,-1.4,4.3611111111111107]
[35,10,-1.2,22.194444444444446]
[35,11,-1.1000000000000001,43.638888888888886]
[35,12,-0.7,66.888888888888886]
[35,13,-0.7,60.25]
[35,14,-0.5,71.75]
[35,15,0,67.333333333333329]
[35,16,-0.1,64.805555555555557]
[35,17,-0.4,49.277777777777779]
[35,18,-1.3,4.5277777777777777]
[35,19,-1.6,0]
[35,20,-1.8,0]
[35,21,-2,0]
[35,22,-2.4,0]
[35,23,-1.8,0]
[35,24,-1.3,0]
[36,1,-1.1000000000000001,0]
[36,2,-1,0]
[36,3,-1.1000000000000001,0]
[36,4,-1,0]
[36,5,-1,0]
[36,6,-1,0]
[36,7,-0.9,0]
[36,8,-0.7,0]
[36,9,-0.3,4.333333333333333]
[36,10,0,19.638888888888889]
[36,11,0,43.527777777777771]
[36,12,0.1,63.833333333333336]
[36,13,0.3,71.444444444444443]
[36,14,0.6,83.472222222222229]
[36,15,0.9,95]
[36,16,1.1000000000000001,97.638888888888886]
[36,17,0.7,65.777777777777786]
[36,18,0.5,7.0555555555555554]
[36,19,0.1,0]
[36,20,0.1,0]
[36,21,-0.2,0]
[36,22,-0.6,0]
[36,23,-0.6,0]
[36,24,-0.9,0]
[37,1,-0.9,0]
[37,2,-1.1000000000000001,0]
[37,3,-1.2,0]
[37,4,-1.6,0]
[37,5,-1.8,0]
[37,6,-1.6,0]
[37,7,-1.9,0]
[37,8,-2.2999999999999998,0]
[37,9,-2.1,11.888888888888888]
[37,10,-1.8,76.444444444444443]
[37,11,-1,189.47222222222223]
[37,12,0,421]
[37,13,0.8,581.63888888888891]
[37,14,1.4,611.72222222222217]
[37,15,1.8,549.22222222222229]
[37,16,1.8,264.61111111111114]
[37,17,1.2,75.916666666666671]
[37,18,0.4,7.0555555555555554]
[37,19,-0.3,0]
[37,20,-1.1000000000000001,0]
[37,21,-1.5,0]
[37,22,-1.8,0]
[37,23,-2.2000000000000002,0]
[37,24,-2.6,0]
[38,1,-2.8,0]
[38,2,-3.1,0]
[38,3,-3.5,0]
[38,4,-4.0999999999999996,0]
[38,5,-2.5,0]
[38,6,-1.4,0]
[38,7,-1.1000000000000001,0]
[38,8,-0.9,0]
[38,9,-0.6,6.666666666666667]
[38,10,0.1,24.527777777777779]
[38,11,0.5,43.333333333333336]
[38,12,1,69.277777777777786]
[38,13,1.9,114.5]
[38,14,2.2999999999999998,131.86111111111111]
[38,15,2.2999999999999998,97.527777777777786]
[38,16,1.8,60.944444444444443]
[38,17,1.4,17.5]
[38,18,1.2,2.1666666666666665]
[38,19,1.3,0]
[38,20,0.9,0]
[38,21,1,0]
[38,22,1,0]
[38,23,1,0]
[38,24,0.7,0]
[39,1,0.9,0]
[39,2,0.9,0]
[39,3,0.9,0]
[39,4,0.9,0]
[39,5,0.6,0]
[39,6,0.6,0]
[39,7,0.5,0]
[39,8,0.4,0]
[39,9,0.5,2.0833333333333335]
[39,10,0.7,17.138888888888889]
[39,11,1,32.916666666666664]
[39,12,1.3,25.083333333333332]
[39,13,1.8,44.138888888888893]
[39,14,2,101.3611111111111]
[39,15,2.6,100.41666666666667]
[39,16,3,57.777777777777779]
[39,17,2.5,27.611111111111114]
[39,18,2.4,2.1666666666666665]
[39,19,2.2000000000000002,0]
[39,20,1.9,0]
[39,21,1.9,0]
[39,22,1.6,0]
[39,23,1.4,0]
[39,24,1.4,0]
[40,1,1.7,0]
[40,2,1.9,0]
[40,3,1.9,0]
[40,4,1.7,0]
[40,5,1.6,0]
[40,6,1.7,0]
[40,7,1.6,0]
[40,8,1.7,0]
[40,9,2,4.2777777777777777]
[40,10,2.5,19.5]
[40,11,3.2,37.944444444444443]
[40,12,4,63.305555555555557]
[40,13,4.4000000000000004,76.638888888888886]
[40,14,4.9000000000000004,73.8611111111111]
[40,15,5.0999999999999996,60.833333333333336]
[40,16,5.3,72.583333333333343]
[40,17,4.2,66.722222222222214]
[40,18,3.8,9.6111111111111107]
[40,19,2.2999999999999998,0]
[40,20,2.8,0]
[40,21,3.3,0]
[40,22,3.5,0]
[40,23,3.3,0]
[40,24,3.6,0]
[41,1,3.5,0]
[41,2,3.7,0]
[41,3,3.4,0]
[41,4,3.5,0]
[41,5,4.0999999999999996,0]
[41,6,4.2,0]
[41,7,4.5,0]
[41,8,4.5,0]
[41,9,5,2.0833333333333335]
[41,10,5.3,6.0277777777777777]
[41,11,5.2,14.25]
[41,12,5.5,41.944444444444443]
[41,13,7.3,162.02777777777777]
[41,14,7.5,185.25]
[41,15,7,126.5]
[41,16,6.4,94.805555555555557]
[41,17,5.7,32.75]
[41,18,5.4,4.4444444444444446]
[41,19,4.7,0]
[41,20,4,0]
[41,21,3.4,0]
[41,22,2.2999999999999998,0]
[41,23,1.7,0]
[41,24,0.4,0]
[42,1,0,0]
[42,2,0.6,0]
[42,3,0.6,0]
[42,4,1.3,0]
[42,5,0.9,0]
[42,6,1.4,0]
[42,7,1.4,0]
[42,8,3.2,0]
[42,9,3.3,4.2777777777777777]
[42,10,2.4,14.805555555555555]
[42,11,3.7,96.25]
[42,12,3.9,83.277777777777786]
[42,13,5,152.16666666666666]
[42,14,4.8,460.25]
[42,15,4.2,177.7222222222222]
[42,16,4,95.083333333333343]
[42,17,4,231.44444444444446]
[42,18,2.9,20.944444444444446]
[42,19,2.2999999999999998,0]
[42,20,2.1,0]
[42,21,1.8,0]
[42,22,0.4,0]
[42,23,0.8,0]
[42,24,1.6,0]
[43,1,1.2,0]
[43,2,1.8,0]
[43,3,2.2999999999999998,0]
[43,4,2.9,0]
[43,5,3.4,0]
[43,6,3.4,0]
[43,7,3.5,0]
[43,8,3.3,0]
[43,9,3,6.5277777777777777]
[43,10,3.3,19.472222222222221]
[43,11,3.9,67.861111111111114]
[43,12,4.8,127.94444444444446]
[43,13,4.9000000000000004,81.972222222222229]
[43,14,4.8,85.027777777777786]
[43,15,4.8,89.583333333333329]
[43,16,4.4000000000000004,25.722222222222221]
[43,17,4.4000000000000004,10.444444444444445]
[43,18,4.5,2.1388888888888888]
[43,19,4.2,0]
[43,20,3.4,0]
[43,21,3.2,0]
[43,22,3,0]
[43,23,3,0]
[43,24,3.1,0]
[44,1,3.3,0]
[44,2,3.4,0]
[44,3,3.6,0]
[44,4,4.2,0]
[44,5,5.3,0]
[44,6,5.2,0]
[44,7,4.8,0]
[44,8,5,0]
[44,9,5.0999999999999996,4.2777777777777777]
[44,10,5.3,24.277777777777779]
[44,11,5.5,32.75]
[44,12,4.4000000000000004,36.916666666666671]
[44,13,2.9,39.083333333333329]
[44,14,1.2,31.916666666666668]
[44,15,1.3,29.833333333333336]
[44,16,1.8,21.055555555555554]
[44,17,1.8,17.305555555555554]
[44,18,1.9,2.1388888888888888]
[44,19,1.9,0]
[44,20,1.9,0]
[44,21,1.8,0]
[44,22,1.8,0]
[44,23,1.8,0]
[44,24,1.6,0]
[45,1,1.3,0]
[45,2,1.1000000000000001,0]
[45,3,1.2,0]
[45,4,0.9,0]
[45,5,0.9,0]
[45,6,0.9,0]
[45,7,0.8,0]
[45,8,0.5,0]
[45,9,0.5,4.2777777777777777]
[45,10,0.5,98.666666666666657]
[45,11,0.4,58.916666666666664]
[45,12,0.5,76.805555555555557]
[45,13,0.6,96.444444444444443]
[45,14,0.7,96.611111111111114]
[45,15,1.3,95.194444444444443]
[45,16,1.3,86.5]
[45,17,1.1000000000000001,51.888888888888893]
[45,18,0.8,9.1666666666666661]
[45,19,0.6,0]
[45,20,0.3,0]
[45,21,-0.1,0]
[45,22,-0.2,0]
[45,23,-0.8,0]
[45,24,-1.3,0]
[46,1,-1.4,0]
[46,2,-1.4,0]
[46,3,-1.2,0]
[46,4,-1.2,0]
[46,5,-1.1000000000000001,0]
[46,6,-1.1000000000000001,0]
[46,7,-1.1000000000000001,0]
[46,8,-1.2,0]
[46,9,-1.3,6.5]
[46,10,-1.3,24.194444444444443]
[46,11,-0.9,58.75]
[46,12,-0.4,225.08333333333331]
[46,13,-0.4,228.75]
[46,14,-0.2,121.47222222222223]
[46,15,-0.2,68.444444444444443]
[46,16,0.1,95.722222222222229]
[46,17,-0.3,48.972222222222229]
[46,18,-0.6,14.222222222222223]
[46,19,-0.5,0]
[46,20,-0.8,0]
[46,21,-1.2,0]
[46,22,-1.7,0]
[46,23,-2,0]
[46,24,-1.9,0]
[47,1,-2.1,0]
[47,2,-2.1,0]
[47,3,-1.8,0]
[47,4,-1.8,0]
[47,5,-1.9,0]
[47,6,-1.9,0]
[47,7,-1.8,0]
[47,8,-1.7,0]
[47,9,-1.9,6.5]
[47,10,-1.5,36.833333333333329]
[47,11,-0.4,290.4444444444444]
[47,12,1.1000000000000001,603.69444444444446]
[47,13,1,206.13888888888889]
[47,14,1.9,539.16666666666663]
[47,15,1.6,172.91666666666666]
[47,16,1.6,174.44444444444446]
[47,17,1.2,32.166666666666664]
[47,18,1,6.666666666666667]
[47,19,0.8,0]
[47,20,0.8,0]
[47,21,0.8,0]
[47,22,1,0]
[47,23,1,0]
[47,24,1.1000000000000001,0]
[48,1,1.1000000000000001,0]
[48,2,1.3,0]
[48,3,1.2,0]
[48,4,1.2,0]
[48,5,1.2,0]
[48,6,1.4,0]
[48,7,1.2,0]
[48,8,1.3,0]
[48,9,1.4,8.7777777777777786]
[48,10,1.6,31.555555555555554]
[48,11,1.9,64.055555555555557]
[48,12,2.8,87.944444444444457]
[48,13,3.2,72.75]
[48,14,3.5,72.861111111111114]
[48,15,4,65.416666666666671]
[48,16,4.3,48.138888888888893]
[48,17,4.0999999999999996,17.277777777777779]
[48,18,3.9,4.3611111111111107]
[48,19,3.7,0]
[48,20,3.5,0]
[48,21,3.4,0]
[48,22,3,0]
[48,23,2.8,0]
[48,24,2.2000000000000002,0]
[49,1,1.8,0]
[49,2,1.5,0]
[49,3,1.3,0]
[49,4,1.2,0]
[49,5,1.1000000000000001,0]
[49,6,1,0]
[49,7,1.2,0]
[49,8,1,0]
[49,9,1.1000000000000001,21.027777777777779]
[49,10,1.8,77]
[49,11,2.8,141.63888888888889]
[49,12,4.5999999999999996,576.69444444444446]
[49,13,5.4,707.91666666666663]
[49,14,6.6,709.16666666666663]
[49,15,6.7,588.16666666666674]
[49,16,7,429.47222222222217]
[49,17,6.8,175.2222222222222]
[49,18,5.3,21.833333333333332]
[49,19,3.7,0]
[49,20,3.2,0]
[49,21,4,0]
[49,22,3.3,0]
[49,23,2.4,0]
[49,24,1.4,0]
[50,1,1.4,0]
[50,2,1.2,0]
[50,3,1.2,0]
[50,4,1.4,0]
[50,5,1.7,0]
[50,6,1.8,0]
[50,7,1.6,0]
[50,8,1.1000000000000001,0]
[50,9,1.3,18.388888888888889]
[50,10,3.5,184.91666666666669]
[50,11,5.0999999999999996,448.02777777777783]
[50,12,7.3,610.52777777777783]
[50,13,9.6,714.69444444444446]
[50,14,10.199999999999999,730.25]
[50,15,11,685.72222222222217]
[50,16,11.3,493.38888888888891]
[50,17,10.8,238.36111111111111]
[50,18,9.6,24.388888888888889]
[50,19,8.5,0]
[50,20,7.9,0]
[50,21,7,0]
[50,22,5.9,0]
[50,23,5.8,0]
[50,24,4.9000000000000004,0]
[51,1,4.5,0]
[51,2,3.8,0]
[51,3,3.3,0]
[51,4,3.4,0]
[51,5,3.2,0]
[51,6,3.6,0]
[51,7,3.5,0]
[51,8,3.7,0]
[51,9,4.3,13.416666666666666]
[51,10,5,52.583333333333336]
[51,11,7.8,386.88888888888886]
[51,12,10.1,716.5]
[51,13,11,748.94444444444434]
[51,14,11.7,441.52777777777777]
[51,15,12.2,251.75]
[51,16,12.5,270.80555555555554]
[51,17,11.9,252.25]
[51,18,10.199999999999999,26.916666666666668]
[51,19,7.9,0]
[51,20,7,0]
[51,21,6.8,0]
[51,22,5.4,0]
[51,23,6,0]
[51,24,4.5,0]
[52,1,4.5999999999999996,0]
[52,2,4.7,0]
[52,3,5.3,0]
[52,4,5.6,0]
[52,5,5.8,0]
[52,6,6.2,0]
[52,7,6.3,0]
[52,8,6.4,0]
[52,9,7,15.777777777777777]
[52,10,8,147.88888888888889]
[52,11,8.6,177.83333333333334]
[52,12,9.6,189.69444444444443]
[52,13,11,439.11111111111109]
[52,14,10.9,215.36111111111109]
[52,15,11,229.22222222222223]
[52,16,11.5,246.13888888888889]
[52,17,11.3,283.58333333333331]
[52,18,9.8000000000000007,35.25]
[52,19,8.5,0]
[52,20,7.6,0]
[52,21,7.1,0]
[52,22,6.3,0]
[52,23,5.7,0]
[52,24,5.0999999999999996,0]
[53,1,4.8,0]
[53,2,4.5999999999999996,0]
[53,3,5.8,0]
[53,4,4.7,0]
[53,5,4.8,0]
[53,6,4.5999999999999996,0]
[53,7,4.5,0]
[53,8,4,4.6111111111111116]
[53,9,5,147.44444444444443]
[53,10,5.9,327.0555555555556]
[53,11,7.8,536.44444444444446]
[53,12,9.5,643.41666666666674]
[53,13,10.6,609.47222222222217]
[53,14,11.3,676.55555555555554]
[53,15,12,491.36111111111114]
[53,16,11.4,142.44444444444443]
[53,17,11.3,96.1388888888889]
[53,18,10,29.277777777777779]
[53,19,8.5,0]
[53,20,6.9,0]
[53,21,7,0]
[53,22,6,0]
[53,23,5.0999999999999996,0]
[53,24,4.8,0]
[54,1,4,0]
[54,2,3,0]
[54,3,2.4,0]
[54,4,1.9,0]
[54,5,1.5,0]
[54,6,1,0]
[54,7,0.8,0]
[54,8,0.6,0]
[54,9,1.4,62.722222222222229]
[54,10,3.7,316.5]
[54,11,5.8,511.88888888888886]
[54,12,8.3000000000000007,548.22222222222217]
[54,13,9.9,555.47222222222229]
[54,14,11.3,642.02777777777783]
[54,15,11.8,402.91666666666669]
[54,16,11.7,148.72222222222223]
[54,17,10.9,61.388888888888886]
[54,18,10,18.583333333333336]
[54,19,8.9,2.3333333333333335]
[54,20,8.5,0]
[54,21,8.3000000000000007,0]
[54,22,6.9,0]
[54,23,7,0]
[54,24,6.6,0]
[55,1,6.7,0]
[55,2,6.5,0]
[55,3,5.9,0]
[55,4,6.2,0]
[55,5,6.4,0]
[55,6,6.9,0]
[55,7,7,0]
[55,8,7.2,0]
[55,9,8,6.4722222222222223]
[55,10,8.1999999999999993,21.611111111111111]
[55,11,8.4,25.583333333333332]
[55,12,8.8000000000000007,39.333333333333329]
[55,13,9.3000000000000007,39.333333333333329]
[55,14,9.5,27.694444444444446]
[55,15,9.6999999999999993,75.694444444444443]
[55,16,9.4,63.583333333333336]
[55,17,8.9,21.861111111111111]
[55,18,8.4,16.027777777777779]
[55,19,7.4,0]
[55,20,6.3,0]
[55,21,5.2,0]
[55,22,5.0999999999999996,0]
[55,23,4.4000000000000004,0]
[55,24,4.5,0]
[56,1,5,0]
[56,2,4.5999999999999996,0]
[56,3,5.6,0]
[56,4,7.1,0]
[56,5,7.4,0]
[56,6,7.3,0]
[56,7,7.2,0]
[56,8,7.2,2.3055555555555558]
[56,9,7.5,25.472222222222221]
[56,10,8.1,57.194444444444443]
[56,11,8.3000000000000007,128.88888888888889]
[56,12,8.5,134.72222222222223]
[56,13,9.1999999999999993,195.5]
[56,14,9.1,151.88888888888889]
[56,15,9.9,345.75]
[56,16,8.6,194.7777777777778]
[56,17,8.3000000000000007,63.75]
[56,18,7.8,11.194444444444443]
[56,19,8.4,2.3333333333333335]
[56,20,8.3000000000000007,0]
[56,21,8.4,0]
[56,22,8.1999999999999993,0]
[56,23,7.8,0]
[56,24,7.8,0]
[57,1,7.4,0]
[57,2,6.9,0]
[57,3,6.3,0]
[57,4,6.4,0]
[57,5,6.3,0]
[57,6,6.1,0]
[57,7,6,0]
[57,8,5.9,0]
[57,9,5.8,25.361111111111111]
[57,10,6.1,92.111111111111114]
[57,11,6.6,115.5]
[57,12,6.6,109.47222222222223]
[57,13,7.8,117.05555555555554]
[57,14,9.3000000000000007,120.25]
[57,15,10.3,205.83333333333334]
[57,16,10.1,164.13888888888889]
[57,17,8.9,41.666666666666664]
[57,18,8.3000000000000007,18.416666666666664]
[57,19,7.2,2.3333333333333335]
[57,20,6.2,0]
[57,21,6.3,0]
[57,22,5.5,0]
[57,23,5.6,0]
[57,24,4.7,0]
[58,1,4.2,0]
[58,2,1.6,0]
[58,3,2.8,0]
[58,4,3.7,0]
[58,5,4.2,0]
[58,6,4.4000000000000004,0]
[58,7,4,0]
[58,8,3,4.6111111111111116]
[58,9,4.2,46.361111111111114]
[58,10,6.5,120.63888888888889]
[58,11,7.4,175.72222222222223]
[58,12,8.3000000000000007,173.05555555555554]
[58,13,9.1999999999999993,193.58333333333331]
[58,14,9.9,138.25]
[58,15,9.8000000000000007,103.83333333333334]
[58,16,9.9,139.08333333333334]
[58,17,10,140.41666666666666]
[58,18,8.5,39.111111111111114]
[58,19,8.4,2.3333333333333335]
[58,20,8.6,0]
[58,21,9.1,0]
[58,22,8.1,0]
[58,23,5.9,0]
[58,24,5,0]
[59,1,4,0]
[59,2,4,0]
[59,3,5.3,0]
[59,4,4.5999999999999996,0]
[59,5,3.5,0]
[59,6,2.8,0]
[59,7,2.1,0]
[59,8,1.6,4.6111111111111116]
[59,9,2.5,114.58333333333333]
[59,10,4.2,350.33333333333337]
[59,11,6.6,574.77777777777771]
[59,12,9.1999999999999993,727.75]
[59,13,10.4,802.11111111111109]
[59,14,11.9,802.05555555555554]
[59,15,12.5,719.83333333333337]
[59,16,12.6,549.97222222222229]
[59,17,12.4,297.88888888888891]
[59,18,10.1,56.722222222222221]
[59,19,8.4,2.3333333333333335]
[59,20,6.5,0]
[59,21,6,0]
[59,22,3.6,0]
[59,23,2.5,0]
[59,24,0.2,0]
[60,1,0.2,0]
[60,2,-0.3,0]
[60,3,-1.1000000000000001,0]
[60,4,-1.1000000000000001,0]
[60,5,-0.9,0]
[60,6,-1.3,0]
[60,7,-1.4,0]
[60,8,-0.7,9.3333333333333339]
[60,9,0.3,43.166666666666671]
[60,10,1.2,106.33333333333334]
[60,11,2.2000000000000002,166.97222222222223]
[60,12,2.9,227.63888888888889]
[60,13,4,321.83333333333331]
[60,14,4.2,216.61111111111109]
[60,15,4.3,146.36111111111111]
[60,16,4.9000000000000004,147.97222222222223]
[60,17,4.5999999999999996,74.305555555555557]
[60,18,4.0999999999999996,25.694444444444443]
[60,19,3.9,0]
[60,20,2.2000000000000002,0]
[60,21,0.9,0]
[60,22,0.4,0]
[60,23,0.7,0]
[60,24,0.8,0]
[61,1,0.8,0]
[61,2,0.7,0]
[61,3,0.7,0]
[61,4,0.9,0]
[61,5,0.9,0]
[61,6,0.7,0]
[61,7,0.3,0]
[61,8,0.3,0]
[61,9,0.8,10.972222222222221]
[61,10,1.5,59.111111111111114]
[61,11,1.7,76.055555555555557]
[61,12,2,88.444444444444443]
[61,13,2,59.083333333333329]
[61,14,2.9,39.555555555555557]
[61,15,3.2,69.75]
[61,16,3.8,121.25]
[61,17,3.6,71.1388888888889]
[61,18,3,8.8888888888888893]
[61,19,2.2000000000000002,2.3333333333333335]
[61,20,3.1,0]
[61,21,2,0]
[61,22,2.1,0]
[61,23,2.2999999999999998,0]
[61,24,1.5,0]
[62,1,1.1000000000000001,0]
[62,2,0.5,0]
[62,3,-0.4,0]
[62,4,-1,0]
[62,5,-1.5,0]
[62,6,-1.6,0]
[62,7,-1.3,0]
[62,8,-1.1000000000000001,28.583333333333336]
[62,9,1.7,241.5]
[62,10,2.8,402.08333333333331]
[62,11,4.8,643]
[62,12,6,875.5]
[62,13,6,884.88888888888891]
[62,14,7.8,883.63888888888891]
[62,15,7.4,814.47222222222217]
[62,16,7.4,687.61111111111109]
[62,17,6.7,405.52777777777783]
[62,18,4.5999999999999996,136.19444444444446]
[62,19,2.8,4.6388888888888884]
[62,20,0.3,0]
[62,21,-1,0]
[62,22,-1.1000000000000001,0]
[62,23,-2.2000000000000002,0]
[62,24,-1.5,0]
[63,1,0.1,0]
[63,2,-0.7,0]
[63,3,-1.1000000000000001,0]
[63,4,-1,0]
[63,5,-0.9,0]
[63,6,-1,0]
[63,7,-1,0]
[63,8,-0.3,4.583333333333333]
[63,9,0.1,22.611111111111114]
[63,10,0.9,86.833333333333343]
[63,11,1.9,214.66666666666666]
[63,12,3,352.61111111111114]
[63,13,3.1,237.30555555555554]
[63,14,3.2,127.33333333333333]
[63,15,3.2,80.305555555555557]
[63,16,2.9,28.083333333333332]
[63,17,2.9,19.527777777777779]
[63,18,2.4,2.1666666666666665]
[63,19,2.4,0]
[63,20,2.4,0]
[63,21,2.4,0]
[63,22,2.2999999999999998,0]
[63,23,2.2000000000000002,0]
[63,24,2.1,0]
[64,1,1.9,0]
[64,2,1.6,0]
[64,3,1.6,0]
[64,4,1.5,0]
[64,5,1.3,0]
[64,6,1.4,0]
[64,7,1.1000000000000001,0]
[64,8,1.1000000000000001,2.2777777777777777]
[64,9,1.9,27.416666666666668]
[64,10,2.2000000000000002,40.694444444444443]
[64,11,2.2999999999999998,42.166666666666671]
[64,12,2.6,59.222222222222221]
[64,13,2.6,42.055555555555557]
[64,14,2.6,30.361111111111111]
[64,15,2.7,25.722222222222221]
[64,16,2.9,21.277777777777775]
[64,17,2.5,17.277777777777779]
[64,18,2.2000000000000002,11.166666666666668]
[64,19,2.2000000000000002,0]
[64,20,1.9,0]
[64,21,2,0]
[64,22,2.2000000000000002,0]
[64,23,2.4,0]
[64,24,1.9,0]
[65,1,0.7,0]
[65,2,1,0]
[65,3,0.7,0]
[65,4,1,0]
[65,5,0.3,0]
[65,6,-0.1,0]
[65,7,-0.5,0]
[65,8,-1.3,9.25]
[65,9,-1.2,81.472222222222229]
[65,10,-0.5,138.91666666666669]
[65,11,2,265.97222222222223]
[65,12,3.2,334.30555555555554]
[65,13,4.9000000000000004,624.5]
[65,14,7.2,729.27777777777783]
[65,15,7.1,488.83333333333331]
[65,16,8,611.63888888888891]
[65,17,6.8,124.38888888888889]
[65,18,6.1,48.361111111111107]
[65,19,4,4.6388888888888884]
[65,20,3.5,0]
[65,21,2.7,0]
[65,22,0.6,0]
[65,23,0.1,0]
[65,24,-0.1,0]
[66,1,-0.5,0]
[66,2,-0.1,0]
[66,3,0.4,0]
[66,4,0,0]
[66,5,-0.1,0]
[66,6,-0.2,0]
[66,7,-0.1,0]
[66,8,0.6,4.583333333333333]
[66,9,1.6,20.194444444444446]
[66,10,2,21.611111111111111]
[66,11,2.7,37.361111111111114]
[66,12,3.3,93.277777777777786]
[66,13,3.9,95.5]
[66,14,3.9,92.888888888888886]
[66,15,3.9,96.388888888888886]
[66,16,4.0999999999999996,78.694444444444443]
[66,17,3.5,38.583333333333336]
[66,18,2.9,15.805555555555555]
[66,19,2.2000000000000002,2.3333333333333335]
[66,20,2.2999999999999998,0]
[66,21,1.9,0]
[66,22,2.2000000000000002,0]
[66,23,2,0]
[66,24,2.5,0]
[67,1,1.3,0]
[67,2,0.2,0]
[67,3,-0.3,0]
[67,4,-0.7,0]
[67,5,-0.8,0]
[67,6,-1,0]
[67,7,-1,0]
[67,8,-1.2,13.916666666666668]
[67,9,-0.9,166.69444444444446]
[67,10,0.8,456.77777777777783]
[67,11,2.2000000000000002,631.38888888888891]
[67,12,1.6,640.16666666666663]
[67,13,2.2000000000000002,243.27777777777777]
[67,14,2.5,206.66666666666666]
[67,15,2.9,200.63888888888889]
[67,16,3,201.77777777777777]
[67,17,3.2,61.722222222222221]
[67,18,3.3,22.888888888888889]
[67,19,3,2.3333333333333335]
[67,20,3,0]
[67,21,2.9,0]
[67,22,2.7,0]
[67,23,2.2999999999999998,0]
[67,24,2.2000000000000002,0]
[68,1,2,0]
[68,2,1.5,0]
[68,3,1,0]
[68,4,0.9,0]
[68,5,0.4,0]
[68,6,0.4,0]
[68,7,0.2,0]
[68,8,0.3,0]
[68,9,0.4,24.916666666666668]
[68,10,0.4,45.527777777777779]
[68,11,1.2,86.111111111111114]
[68,12,1.6,112.44444444444444]
[68,13,2,176.69444444444446]
[68,14,2.9,209.16666666666666]
[68,15,3.4,279.41666666666669]
[68,16,3.6,146.75]
[68,17,3.7,86.5]
[68,18,2.9,50.444444444444443]
[68,19,1.4,6.9166666666666661]
[68,20,1.4,0]
[68,21,1.4,0]
[68,22,1.3,0]
[68,23,0.9,0]
[68,24,0.8,0]
[69,1,0,0]
[69,2,-0.1,0]
[69,3,-0.2,0]
[69,4,-0.1,0]
[69,5,-0.3,0]
[69,6,-0.1,0]
[69,7,-0.3,0]
[69,8,0,20.944444444444446]
[69,9,1.5,190.72222222222223]
[69,10,3.3,420.25]
[69,11,5.2,600.19444444444434]
[69,12,6.2,686.27777777777771]
[69,13,6.9,626.41666666666663]
[69,14,7.8,744.22222222222217]
[69,15,8.1,614.27777777777783]
[69,16,8.1999999999999993,485.8055555555556]
[69,17,7.4,235]
[69,18,6.8,60.833333333333336]
[69,19,5.3,9.1388888888888893]
[69,20,4.2,0]
[69,21,3.3,0]
[69,22,2.2999999999999998,0]
[69,23,1.9,0]
[69,24,1,0]
[70,1,0.2,0]
[70,2,-0.1,0]
[70,3,-0.3,0]
[70,4,-0.2,0]
[70,5,-0.1,0]
[70,6,0.1,0]
[70,7,0.8,0]
[70,8,0.8,4.583333333333333]
[70,9,1.4,37]
[70,10,2.4,87.888888888888886]
[70,11,3.4,102.5]
[70,12,5.2,149.75]
[70,13,6.2,197.58333333333331]
[70,14,7.3,300.55555555555554]
[70,15,7.6,218.05555555555554]
[70,16,7.9,158.63888888888889]
[70,17,7.9,45.916666666666671]
[70,18,7.4,15.805555555555555]
[70,19,7.3,2.3333333333333335]
[70,20,6,0]
[70,21,5.0999999999999996,0]
[70,22,5.2,0]
[70,23,5.4,0]
[70,24,5.7,0]
[71,1,5.6,0]
[71,2,5.4,0]
[71,3,5.5,0]
[71,4,5.3,0]
[71,5,5.0999999999999996,0]
[71,6,5.0999999999999996,0]
[71,7,5.0999999999999996,0]
[71,8,5.2,4.583333333333333]
[71,9,5.2,13.25]
[71,10,5.5,19.416666666666668]
[71,11,5.4,59.527777777777779]
[71,12,5.5,79.555555555555543]
[71,13,5.4,133.72222222222223]
[71,14,6.5,335.88888888888891]
[71,15,7.9,387]
[71,16,7.6,261.72222222222223]
[71,17,7.4,133.52777777777777]
[71,18,7,73.777777777777786]
[71,19,5.3,9.1666666666666661]
[71,20,3.8,0]
[71,21,3.5,0]
[71,22,3.3,0]
[71,23,1.9,0]
[71,24,0.6,0]
[72,1,1,0]
[72,2,-0.1,0]
[72,3,-0.8,0]
[72,4,-1.4,0]
[72,5,-1.3,0]
[72,6,-1.3,0]
[72,7,-1.3,0]
[72,8,-0.9,18.527777777777779]
[72,9,-0.5,78.722222222222214]
[72,10,1.5,200.91666666666666]
[72,11,3.5,423.41666666666663]
[72,12,4.9000000000000004,661.08333333333337]
[72,13,6.5,677.25]
[72,14,7.6,810.27777777777783]
[72,15,7.5,402]
[72,16,8.1,359.25]
[72,17,7.2,161.86111111111111]
[72,18,6.1,65.444444444444443]
[72,19,3.7,13.583333333333332]
[72,20,3.3,0]
[72,21,2.8,0]
[72,22,2.7,0]
[72,23,2.7,0]
[72,24,2.4,0]
[73,1,1.7,0]
[73,2,1.4,0]
[73,3,1.1000000000000001,0]
[73,4,1,0]
[73,5,0.8,0]
[73,6,0.8,0]
[73,7,1,0]
[73,8,1,2.3055555555555558]
[73,9,0.7,11]
[73,10,0,17.194444444444443]
[73,11,0,37.611111111111114]
[73,12,0.8,37.638888888888886]
[73,13,1.2,40.05555555555555]
[73,14,3.3,218.41666666666666]
[73,15,4.9000000000000004,173.72222222222223]
[73,16,5.6,248.94444444444446]
[73,17,5.2,61.083333333333336]
[73,18,4.9000000000000004,20.472222222222221]
[73,19,4.9000000000000004,2.3333333333333335]
[73,20,4.7,0]
[73,21,4.7,0]
[73,22,4,0]
[73,23,3,0]
[73,24,3.3,0]
[74,1,3.5,0]
[74,2,3.2,0]
[74,3,2.5,0]
[74,4,1.7,0]
[74,5,-0.1,0]
[74,6,-1.3,0]
[74,7,-0.7,0]
[74,8,-0.9,27.861111111111111]
[74,9,-0.5,80.916666666666671]
[74,10,0.4,106.86111111111111]
[74,11,2.8,241.19444444444443]
[74,12,5.2,487.30555555555554]
[74,13,6.8,576.05555555555566]
[74,14,8,418.08333333333331]
[74,15,7.2,364.94444444444446]
[74,16,6.8,287.38888888888886]
[74,17,6.5,104.97222222222221]
[74,18,6.3,32.361111111111114]
[74,19,6.1,6.9444444444444446]
[74,20,6.2,0]
[74,21,5.5,0]
[74,22,5.5,0]
[74,23,5,0]
[74,24,4.5,0]
[75,1,4.4000000000000004,0]
[75,2,4.9000000000000004,0]
[75,3,5.8,0]
[75,4,7.2,0]
[75,5,7.5,0]
[75,6,8,0]
[75,7,7.9,0]
[75,8,7.9,11.527777777777779]
[75,9,8.1,46.611111111111114]
[75,10,8.4,68.083333333333329]
[75,11,8.3000000000000007,90.583333333333343]
[75,12,8.1999999999999993,82]
[75,13,9.4,219.69444444444443]
[75,14,9.3000000000000007,144.38888888888889]
[75,15,9.3000000000000007,76.972222222222229]
[75,16,9.5,67.333333333333329]
[75,17,9.5,40.833333333333336]
[75,18,9.6,22.833333333333336]
[75,19,9.4,4.666666666666667]
[75,20,8.6999999999999993,0]
[75,21,7.7,0]
[75,22,6.9,0]
[75,23,7.3,0]
[75,24,7.1,0]
[76,1,7,0]
[76,2,7.7,0]
[76,3,8.1,0]
[76,4,8.9,0]
[76,5,9,0]
[76,6,8.4,0]
[76,7,6.5,0]
[76,8,6.9,54.527777777777779]
[76,9,8,323.38888888888891]
[76,10,9.5,578.58333333333337]
[76,11,9.9,706.16666666666663]
[76,12,10,624.38888888888891]
[76,13,10.3,390.94444444444446]
[76,14,9.9,278.66666666666669]
[76,15,9.9,169.13888888888889]
[76,16,9.4,75.083333333333343]
[76,17,9.3000000000000007,76.638888888888886]
[76,18,7.5,20.472222222222221]
[76,19,6.8,2.3611111111111112]
[76,20,5.7,0]
[76,21,5.4,0]
[76,22,5.5,0]
[76,23,5.8,0]
[76,24,6.1,0]
[77,1,6.9,0]
[77,2,7,0]
[77,3,7.1,0]
[77,4,6.7,0]
[77,5,6.5,0]
[77,6,7,0]
[77,7,7.8,0]
[77,8,10.6,6.9166666666666661]
[77,9,11.1,27.111111111111111]
[77,10,11.4,62.75]
[77,11,10.199999999999999,44.861111111111114]
[77,12,10.1,89.694444444444443]
[77,13,9.6999999999999993,99.972222222222214]
[77,14,7.9,179.19444444444446]
[77,15,9,417.44444444444446]
[77,16,8.4,483.11111111111114]
[77,17,8.1999999999999993,116]
[77,18,8.5,190.13888888888889]
[77,19,7.1,24.444444444444443]
[77,20,6.2,0]
[77,21,6.7,0]
[77,22,5.2,0]
[77,23,5.7,0]
[77,24,5.5,0]
[78,1,5.3,0]
[78,2,4.5999999999999996,0]
[78,3,4.8,0]
[78,4,4.0999999999999996,0]
[78,5,3,0]
[78,6,3,0]
[78,7,2.2999999999999998,0]
[78,8,3.1,30.111111111111114]
[78,9,4.9000000000000004,101.86111111111111]
[78,10,6.6,191.91666666666666]
[78,11,7.4,275.69444444444446]
[78,12,8.6999999999999993,561.38888888888891]
[78,13,10.6,702.66666666666663]
[78,14,10.6,530.11111111111109]
[78,15,10.3,312.58333333333331]
[78,16,10.5,201.38888888888889]
[78,17,10.3,121.1388888888889]
[78,18,9.6,74.777777777777771]
[78,19,8.6999999999999993,11.527777777777779]
[78,20,7.4,0]
[78,21,7.2,0]
[78,22,6.8,0]
[78,23,6.5,0]
[78,24,5.7,0]
[79,1,6.2,0]
[79,2,4.8,0]
[79,3,4.5,0]
[79,4,4.8,0]
[79,5,4.8,0]
[79,6,4.7,0]
[79,7,5,0]
[79,8,5.4,34.777777777777779]
[79,9,6.2,69.194444444444443]
[79,10,7.3,137.61111111111111]
[79,11,9.1,281.05555555555554]
[79,12,10.199999999999999,212.44444444444443]
[79,13,10.9,264.97222222222223]
[79,14,10.4,129.52777777777777]
[79,15,9.4,44.916666666666664]
[79,16,8.3000000000000007,59.638888888888886]
[79,17,8.1,31.277777777777775]
[79,18,7.9,13.555555555555555]
[79,19,7.3,7]
[79,20,6.9,0]
[79,21,6.7,0]
[79,22,6.3,0]
[79,23,6.3,0]
[79,24,6.4,0]
[80,1,5.8,0]
[80,2,5.7,0]
[80,3,5.4,0]
[80,4,4.2,0]
[80,5,4.4000000000000004,0]
[80,6,1.9,0]
[80,7,1.1000000000000001,2.4166666666666665]
[80,8,2.8,97.25]
[80,9,6.2,339.5]
[80,10,8.4,559.27777777777783]
[80,11,10.199999999999999,754.72222222222217]
[80,12,11.1,876.38888888888891]
[80,13,12.1,891.5]
[80,14,12.6,866.36111111111109]
[80,15,12.9,806.22222222222229]
[80,16,11.9,389.02777777777777]
[80,17,11.3,108.97222222222223]
[80,18,10.7,59.138888888888893]
[80,19,9.1999999999999993,7.0277777777777777]
[80,20,7.2,0]
[80,21,6.7,0]
[80,22,5.9,0]
[80,23,4.4000000000000004,0]
[80,24,4.2,0]
[81,1,4.5,0]
[81,2,4.5,0]
[81,3,4.3,0]
[81,4,3.9,0]
[81,5,3.1,0]
[81,6,3,0]
[81,7,3.3,0]
[81,8,3.5,32.416666666666664]
[81,9,4.4000000000000004,87.333333333333329]
[81,10,5.6,154.94444444444443]
[81,11,7.1,234.38888888888889]
[81,12,8.1999999999999993,255.47222222222223]
[81,13,9.4,272.94444444444446]
[81,14,9.9,310.33333333333337]
[81,15,10,250.86111111111111]
[81,16,10,198.80555555555557]
[81,17,9.9,168.22222222222223]
[81,18,9.1999999999999993,81.888888888888886]
[81,19,8.3000000000000007,16.055555555555554]
[81,20,8,0]
[81,21,7.5,0]
[81,22,7.5,0]
[81,23,7.2,0]
[81,24,7.1,0]
[82,1,7.1,0]
[82,2,7.2,0]
[82,3,6.8,0]
[82,4,6.1,0]
[82,5,6,0]
[82,6,5.7,0]
[82,7,5.2,2.4166666666666665]
[82,8,5.3,37.055555555555557]
[82,9,6.5,158.02777777777777]
[82,10,7.1,256.52777777777777]
[82,11,8.3000000000000007,486.55555555555554]
[82,12,9.9,707.94444444444446]
[82,13,10.3,737.69444444444434]
[82,14,12,711.22222222222229]
[82,15,11.4,519.36111111111109]
[82,16,12,262.88888888888886]
[82,17,11.8,131.38888888888889]
[82,18,11.4,46.666666666666664]
[82,19,10.3,18.305555555555557]
[82,20,10,0]
[82,21,9.5,0]
[82,22,9.6,0]
[82,23,9.4,0]
[82,24,8.1999999999999993,0]
[83,1,7.8,0]
[83,2,7.4,0]
[83,3,6.5,0]
[83,4,6,0]
[83,5,5.2,0]
[83,6,5.3,0]
[83,7,5.4,0]
[83,8,5.0999999999999996,23.138888888888889]
[83,9,5.8,63.611111111111114]
[83,10,6.3,72.666666666666671]
[83,11,6.9,95.083333333333343]
[83,12,8.5,200.97222222222223]
[83,13,9,531.25]
[83,14,11.4,488.36111111111109]
[83,15,12.1,583.22222222222217]
[83,16,12.3,324.80555555555554]
[83,17,10.4,211.66666666666666]
[83,18,9.9,76.388888888888886]
[83,19,9.6999999999999993,11.638888888888889]
[83,20,9.9,0]
[83,21,8.8000000000000007,0]
[83,22,8.1999999999999993,0]
[83,23,7.8,0]
[83,24,7.4,0]
[84,1,7.3,0]
[84,2,7.3,0]
[84,3,6.4,0]
[84,4,6.4,0]
[84,5,5.7,0]
[84,6,5.4,0]
[84,7,4.9000000000000004,2.4166666666666665]
[84,8,5.4,61.388888888888886]
[84,9,7.4,261]
[84,10,9.4,480.5]
[84,11,11.7,645.22222222222229]
[84,12,13.9,827.25]
[84,13,15,876.88888888888891]
[84,14,16.2,859.86111111111109]
[84,15,16.899999999999999,791.44444444444434]
[84,16,17.2,600.8888888888888]
[84,17,16.100000000000001,404.69444444444446]
[84,18,14.4,144.7777777777778]
[84,19,13.6,20.583333333333332]
[84,20,11.1,0]
[84,21,10.199999999999999,0]
[84,22,10,0]
[84,23,9,0]
[84,24,8.3000000000000007,0]
[85,1,7,0]
[85,2,6.5,0]
[85,3,6,0]
[85,4,5.3,0]
[85,5,5.0999999999999996,0]
[85,6,4.4000000000000004,0]
[85,7,4.2,2.4166666666666665]
[85,8,5,60.25]
[85,9,7,247.61111111111111]
[85,10,9.9,449.13888888888891]
[85,11,12.4,643.3888888888888]
[85,12,13.9,774.27777777777783]
[85,13,15.4,829.69444444444446]
[85,14,16.100000000000001,807.33333333333337]
[85,15,16.600000000000001,720.25]
[85,16,16.899999999999999,535.52777777777783]
[85,17,16.5,330.16666666666663]
[85,18,16.100000000000001,136.88888888888889]
[85,19,14.5,22.777777777777779]
[85,20,13,0]
[85,21,12,0]
[85,22,11.3,0]
[85,23,10.3,0]
[85,24,8.4,0]
[86,1,7,0]
[86,2,6.4,0]
[86,3,6.5,0]
[86,4,5,0]
[86,5,3.7,0]
[86,6,4,0]
[86,7,3.9,0]
[86,8,5.3,62.527777777777779]
[86,9,7.3,219.5]
[86,10,9.6999999999999993,363.47222222222223]
[86,11,11.3,437.0555555555556]
[86,12,13.3,637.44444444444446]
[86,13,14.9,671.22222222222229]
[86,14,14.7,586.63888888888891]
[86,15,15.4,642.05555555555554]
[86,16,15.3,437.13888888888891]
[86,17,13.7,219.75]
[86,18,12.6,91.083333333333329]
[86,19,11.1,20.638888888888889]
[86,20,10,0]
[86,21,9.1999999999999993,0]
[86,22,8.1999999999999993,0]
[86,23,7.6,0]
[86,24,6.6,0]
[87,1,7,0]
[87,2,6.4,0]
[87,3,5.0999999999999996,0]
[87,4,4.9000000000000004,0]
[87,5,4.5,0]
[87,6,4.5,0]
[87,7,4.0999999999999996,6.8333333333333339]
[87,8,5.0999999999999996,46.30555555555555]
[87,9,6.8,126.72222222222221]
[87,10,9.3000000000000007,337.9444444444444]
[87,11,12.6,574.22222222222217]
[87,12,15.3,711.97222222222217]
[87,13,16.899999999999999,755.97222222222217]
[87,14,17.5,733.61111111111109]
[87,15,17.7,424.44444444444446]
[87,16,17.3,248.05555555555554]
[87,17,16.8,161.77777777777777]
[87,18,16.2,83.305555555555543]
[87,19,14.9,20.666666666666668]
[87,20,13.7,0]
[87,21,12.5,0]
[87,22,11.2,0]
[87,23,10.199999999999999,0]
[87,24,9.1999999999999993,0]
[88,1,8.1,0]
[88,2,7.5,0]
[88,3,6.5,0]
[88,4,5.7,0]
[88,5,5.4,0]
[88,6,5.9,0]
[88,7,5.6,4.6944444444444438]
[88,8,6.4,60.166666666666664]
[88,9,8.1,109.97222222222221]
[88,10,9.6,205.86111111111111]
[88,11,11.6,393]
[88,12,12.1,550.22222222222217]
[88,13,13.2,556.94444444444446]
[88,14,14.6,562.22222222222217]
[88,15,15.5,537.11111111111109]
[88,16,15.6,357.33333333333337]
[88,17,14.2,170.27777777777777]
[88,18,13.3,58.527777777777771]
[88,19,12.3,14]
[88,20,11.4,0]
[88,21,10.6,0]
[88,22,9.4,0]
[88,23,8.1,0]
[88,24,6.7,0]
[89,1,5.5,0]
[89,2,6.2,0]
[89,3,5.9,0]
[89,4,4.7,0]
[89,5,3.4,0]
[89,6,3.2,0]
[89,7,2.2999999999999998,6.9444444444444446]
[89,8,3.1,69.416666666666671]
[89,9,5.6,203.44444444444443]
[89,10,8.3000000000000007,458.38888888888891]
[89,11,10.6,624.05555555555554]
[89,12,12.7,765.91666666666674]
[89,13,13.8,858.52777777777771]
[89,14,15,863.61111111111109]
[89,15,15,804.6388888888888]
[89,16,14.4,695.3611111111112]
[89,17,13.4,498.97222222222223]
[89,18,12.2,246.55555555555557]
[89,19,10.3,46.888888888888893]
[89,20,8.3000000000000007,2.4444444444444446]
[89,21,7.2,0]
[89,22,6.3,0]
[89,23,5.6,0]
[89,24,5.0999999999999996,0]
[90,1,4.4000000000000004,0]
[90,2,3.8,0]
[90,3,3.4,0]
[90,4,3.2,0]
[90,5,3.3,0]
[90,6,3,0]
[90,7,3.2,11.166666666666668]
[90,8,4.4000000000000004,119.63888888888889]
[90,9,5.6,322.30555555555554]
[90,10,7.7,536.11111111111109]
[90,11,9.6,714.05555555555554]
[90,12,11.5,858.91666666666663]
[90,13,12.8,913.77777777777771]
[90,14,14.1,894.91666666666663]
[90,15,15.1,782.77777777777783]
[90,16,15.4,635.22222222222229]
[90,17,15.5,426.05555555555554]
[90,18,14.6,202.55555555555557]
[90,19,13,42.027777777777779]
[90,20,11.4,2.4444444444444446]
[90,21,10.3,0]
[90,22,9.1,0]
[90,23,8.1999999999999993,0]
[90,24,7.2,0]
[91,1,7.2,0]
[91,2,8.1,0]
[91,3,9.1,0]
[91,4,10,0]
[91,5,9.6,0]
[91,6,9.4,0]
[91,7,9.4,0]
[91,8,9.8000000000000007,13.916666666666668]
[91,9,9.8000000000000007,29.416666666666668]
[91,10,10.4,59.833333333333336]
[91,11,10.5,89.444444444444443]
[91,12,11.2,114.97222222222221]
[91,13,11.6,154.94444444444443]
[91,14,12.2,250.44444444444446]
[91,15,11.7,112.52777777777779]
[91,16,11.1,35.861111111111107]
[91,17,10.6,65.194444444444443]
[91,18,10.8,44.027777777777779]
[91,19,10.5,14.055555555555555]
[91,20,9.8000000000000007,0]
[91,21,9.1999999999999993,0]
[91,22,9,0]
[91,23,9,0]
[91,24,8.9,0]
[92,1,6.1,0]
[92,2,5.8,0]
[92,3,6,0]
[92,4,6,0]
[92,5,6.2,0]
[92,6,6.8,0]
[92,7,6.9,4.7777777777777777]
[92,8,7.2,34.75]
[92,9,7.6,122.55555555555556]
[92,10,8.1,166.77777777777777]
[92,11,8.1999999999999993,389.52777777777777]
[92,12,8.5,565.27777777777783]
[92,13,9.3000000000000007,630.55555555555554]
[92,14,9.1999999999999993,524.36111111111109]
[92,15,8.5,368.55555555555554]
[92,16,8.6,244]
[92,17,8.3000000000000007,155.66666666666666]
[92,18,7.9,129.5]
[92,19,6.8,58.25]
[92,20,6,0]
[92,21,5,0]
[92,22,4.8,0]
[92,23,5.5,0]
[92,24,5.3,0]
[93,1,5.5,0]
[93,2,4.4000000000000004,0]
[93,3,4.0999999999999996,0]
[93,4,4.9000000000000004,0]
[93,5,5,0]
[93,6,5.0999999999999996,0]
[93,7,5.3,9.3333333333333339]
[93,8,5.3,78.888888888888886]
[93,9,6.8,211.94444444444446]
[93,10,6.8,242.36111111111111]
[93,11,7.6,529.58333333333337]
[93,12,6.8,261.91666666666669]
[93,13,7.2,202.11111111111111]
[93,14,7.5,176.80555555555554]
[93,15,7.4,171.91666666666666]
[93,16,7.2,231.77777777777777]
[93,17,6.5,190.63888888888889]
[93,18,6.5,81.916666666666657]
[93,19,6.2,16.361111111111111]
[93,20,5.2,2.4444444444444446]
[93,21,4.7,0]
[93,22,4.0999999999999996,0]
[93,23,4.3,0]
[93,24,4.8,0]
[94,1,4,0]
[94,2,4.5999999999999996,0]
[94,3,4.5999999999999996,0]
[94,4,4.5,0]
[94,5,4.3,0]
[94,6,4.4000000000000004,0]
[94,7,4.3,4.8055555555555554]
[94,8,4.5999999999999996,20.861111111111111]
[94,9,5.2,72.861111111111114]
[94,10,5.3,121.41666666666667]
[94,11,5.8,166.52777777777777]
[94,12,7.2,832.11111111111109]
[94,13,6.8,720.80555555555554]
[94,14,7.3,437.02777777777777]
[94,15,7.4,665.22222222222229]
[94,16,7.6,675.30555555555554]
[94,17,7.5,506.38888888888891]
[94,18,6.8,242.44444444444443]
[94,19,5.7,52.722222222222229]
[94,20,4.5,0]
[94,21,4.5,0]
[94,22,4.3,0]
[94,23,3.8,0]
[94,24,3.5,0]
[95,1,3.1,0]
[95,2,2.6,0]
[95,3,2,0]
[95,4,1.5,0]
[95,5,1.5,0]
[95,6,1,0]
[95,7,0.7,19.916666666666668]
[95,8,1.9,159.86111111111111]
[95,9,4.5,393]
[95,10,6.5,626.94444444444446]
[95,11,8.8000000000000007,809.6388888888888]
[95,12,9.1999999999999993,923.08333333333326]
[95,13,10,885.75]
[95,14,11.1,929.13888888888891]
[95,15,10.199999999999999,754.88888888888891]
[95,16,10,551.19444444444446]
[95,17,9.6999999999999993,476.36111111111114]
[95,18,8.4,242.13888888888891]
[95,19,6.9,46.472222222222229]
[95,20,6.1,2.4444444444444446]
[95,21,6.2,0]
[95,22,6.3,0]
[95,23,6,0]
[95,24,6,0]
[96,1,5.9,0]
[96,2,5.9,0]
[96,3,5.8,0]
[96,4,5.2,0]
[96,5,4.9000000000000004,0]
[96,6,4.4000000000000004,0]
[96,7,4.7,27.722222222222221]
[96,8,5,92.305555555555557]
[96,9,5.4,121.66666666666667]
[96,10,6,162.13888888888891]
[96,11,6.8,235.05555555555557]
[96,12,9,636.30555555555554]
[96,13,10.1,878.77777777777771]
[96,14,10.6,953.72222222222229]
[96,15,10.8,702.61111111111109]
[96,16,10.8,491.83333333333331]
[96,17,10.5,284.25]
[96,18,9.9,235.16666666666669]
[96,19,8.5,60.166666666666664]
[96,20,7.3,2.4444444444444446]
[96,21,6.1,0]
[96,22,5.3,0]
[96,23,5.0999999999999996,0]
[96,24,4.9000000000000004,0]
[97,1,4,0]
[97,2,3.2,0]
[97,3,2.9,0]
[97,4,2.2000000000000002,0]
[97,5,2.2000000000000002,0]
[97,6,2.5,0]
[97,7,2.7,9.4722222222222232]
[97,8,3.6,34.777777777777779]
[97,9,4,80.194444444444443]
[97,10,4.4000000000000004,115.55555555555556]
[97,11,5.0999999999999996,130.58333333333334]
[97,12,6.2,143.5]
[97,13,6.1,94.277777777777771]
[97,14,6.7,143.44444444444443]
[97,15,8,335.41666666666669]
[97,16,9.5,285.30555555555554]
[97,17,9,146.4722222222222]
[97,18,7.4,46.361111111111114]
[97,19,6.6,4.7777777777777777]
[97,20,6.8,0]
[97,21,6.8,0]
[97,22,5.6,0]
[97,23,4,0]
[97,24,2.8,0]
[98,1,2.8,0]
[98,2,2.2999999999999998,0]
[98,3,4,0]
[98,4,4,0]
[98,5,4.9000000000000004,0]
[98,6,4.0999999999999996,0]
[98,7,4.7,26.944444444444443]
[98,8,5.4,61.75]
[98,9,5.5,77.638888888888886]
[98,10,6.1,147.61111111111111]
[98,11,6.2,117.36111111111111]
[98,12,6,181.38888888888889]
[98,13,6.7,264.38888888888886]
[98,14,7,264.66666666666663]
[98,15,7,143.55555555555554]
[98,16,6.7,117.72222222222223]
[98,17,6.9,156.94444444444446]
[98,18,5.7,116.3611111111111]
[98,19,4.7,27.666666666666664]
[98,20,4.3,2.4444444444444446]
[98,21,4.3,0]
[98,22,4,0]
[98,23,4.4000000000000004,0]
[98,24,4,0]
[99,1,3.2,0]
[99,2,2.9,0]
[99,3,4,0]
[99,4,4.0999999999999996,0]
[99,5,3.2,0]
[99,6,2.9,0]
[99,7,3,24.555555555555557]
[99,8,4.8,171.72222222222223]
[99,9,6,372]
[99,10,6,409.72222222222223]
[99,11,6.6,530.02777777777771]
[99,12,6.9,302.97222222222223]
[99,13,7.2,439.11111111111109]
[99,14,7,281.5]
[99,15,7,168.83333333333331]
[99,16,6.8,184.66666666666666]
[99,17,6.4,115.75]
[99,18,6.7,98.916666666666671]
[99,19,5.9,32.083333333333336]
[99,20,5,2.4444444444444446]
[99,21,5.0999999999999996,0]
[99,22,5.0999999999999996,0]
[99,23,5.2,0]
[99,24,5.7,0]
[100,1,5.9,0]
[100,2,6.1,0]
[100,3,6.1,0]
[100,4,5.8,0]
[100,5,5.0999999999999996,0]
[100,6,5.2,0]
[100,7,6.1,16.277777777777779]
[100,8,7,101.83333333333334]
[100,9,7.8,256.66666666666669]
[100,10,8.6999999999999993,443.22222222222217]
[100,11,9,482.38888888888886]
[100,12,9.8000000000000007,415]
[100,13,9.4,317.77777777777777]
[100,14,9.6999999999999993,281.52777777777777]
[100,15,9.8000000000000007,310.5]
[100,16,9.9,255.2222222222222]
[100,17,9.6999999999999993,228.72222222222223]
[100,18,9.4,200.58333333333334]
[100,19,8.9,62.75]
[100,20,7.4,4.7222222222222223]
[100,21,5.7,0]
[100,22,4.5,0]
[100,23,3.6,0]
[100,24,2.6,0]
[101,1,1.3,0]
[101,2,0.9,0]
[101,3,-0.5,0]
[101,4,-0.8,0]
[101,5,-0.6,0]
[101,6,0,0]
[101,7,0.6,11.833333333333334]
[101,8,2.2999999999999998,50.944444444444443]
[101,9,4.4000000000000004,105.25]
[101,10,7.1,249.52777777777777]
[101,11,9.6999999999999993,762.58333333333337]
[101,12,11.1,943.91666666666663]
[101,13,11.8,934.1111111111112]
[101,14,11.1,351.05555555555554]
[101,15,11.3,243.5277777777778]
[101,16,12,257.47222222222223]
[101,17,11.9,201.72222222222223]
[101,18,11.3,122.97222222222221]
[101,19,10.8,34.333333333333329]
[101,20,10.199999999999999,2.4444444444444446]
[101,21,9.1,0]
[101,22,6.7,0]
[101,23,5.4,0]
[101,24,4.4000000000000004,0]
[102,1,3.6,0]
[102,2,3.4,0]
[102,3,3.2,0]
[102,4,2.8,0]
[102,5,2.9,0]
[102,6,2.6,0]
[102,7,4.0999999999999996,32.638888888888886]
[102,8,7,188.69444444444443]
[102,9,8.9,417.0555555555556]
[102,10,10.9,640.08333333333337]
[102,11,12.1,821.22222222222229]
[102,12,13.2,941.11111111111109]
[102,13,13.5,997.88888888888891]
[102,14,14.3,957.44444444444446]
[102,15,15.2,854.97222222222229]
[102,16,15.2,680.13888888888891]
[102,17,15.1,469.63888888888891]
[102,18,15,246.69444444444446]
[102,19,14.1,68.638888888888886]
[102,20,12.5,6.7777777777777777]
[102,21,11.5,0]
[102,22,10.4,0]
[102,23,9.6999999999999993,0]
[102,24,10.6,0]
[103,1,9.4,0]
[103,2,8.1999999999999993,0]
[103,3,7.8,0]
[103,4,7.6,0]
[103,5,7.7,0]
[103,6,7.8,0]
[103,7,8.3000000000000007,34.833333333333336]
[103,8,9.6999999999999993,193.94444444444446]
[103,9,11,418.63888888888886]
[103,10,13.1,633.77777777777771]
[103,11,14.6,803.22222222222217]
[103,12,16.3,918.13888888888891]
[103,13,17.8,968.25]
[103,14,19.399999999999999,925.55555555555554]
[103,15,19.600000000000001,825.66666666666674]
[103,16,19.7,649.80555555555566]
[103,17,19.100000000000001,448.16666666666669]
[103,18,18.399999999999999,234]
[103,19,17.2,63.80555555555555]
[103,20,13.8,4.7222222222222223]
[103,21,12.4,0]
[103,22,11.2,0]
[103,23,13.3,0]
[103,24,13.3,0]
[104,1,11.2,0]
[104,2,9.9,0]
[104,3,9.1,0]
[104,4,8.1999999999999993,0]
[104,5,8,0]
[104,6,7.3,0]
[104,7,8.9,33.75]
[104,8,10.8,200.55555555555554]
[104,9,12.2,425.5]
[104,10,14.8,633.30555555555554]
[104,11,16.8,800.22222222222229]
[104,12,18.600000000000001,917.38888888888891]
[104,13,19.8,958.94444444444434]
[104,14,20.5,902.05555555555554]
[104,15,21.1,803.88888888888891]
[104,16,20.9,613]
[104,17,20.3,444.75]
[104,18,20.100000000000001,224.58333333333334]
[104,19,18.8,61.25]
[104,20,15,6.7777777777777777]
[104,21,13.9,0]
[104,22,12.6,0]
[104,23,12.5,0]
[104,24,11.7,0]
[105,1,10.8,0]
[105,2,10.4,0]
[105,3,10,0]
[105,4,7.8,0]
[105,5,8,0]
[105,6,7.1,0]
[105,7,7.8,30.305555555555554]
[105,8,12.1,175.33333333333334]
[105,9,15.2,401.58333333333337]
[105,10,17.399999999999999,610.8888888888888]
[105,11,19.3,777.75]
[105,12,20.8,875.55555555555554]
[105,13,21.3,926.44444444444434]
[105,14,21.9,918]
[105,15,22,810.38888888888891]
[105,16,21.7,629.91666666666663]
[105,17,21.6,432.55555555555554]
[105,18,20.9,224.47222222222223]
[105,19,19.100000000000001,55.722222222222221]
[105,20,15.8,4.7222222222222223]
[105,21,13.2,0]
[105,22,11.8,0]
[105,23,12.2,0]
[105,24,11.8,0]
[106,1,11.9,0]
[106,2,9.8000000000000007,0]
[106,3,8,0]
[106,4,6.3,0]
[106,5,6.5,0]
[106,6,5.7,0]
[106,7,6.5,33.361111111111107]
[106,8,11.3,180.69444444444446]
[106,9,15.3,392.19444444444446]
[106,10,18.3,617.16666666666674]
[106,11,19.399999999999999,789.69444444444446]
[106,12,21,897.05555555555554]
[106,13,20.8,908.36111111111109]
[106,14,21.3,863.25]
[106,15,21.2,751.38888888888891]
[106,16,21.3,615.94444444444446]
[106,17,20.9,432.25]
[106,18,20,230.75]
[106,19,18,65.5]
[106,20,14.5,6.8055555555555554]
[106,21,13,0]
[106,22,12.9,0]
[106,23,12,0]
[106,24,11.1,0]
[107,1,9.8000000000000007,0]
[107,2,9,0]
[107,3,8.1,0]
[107,4,8,0]
[107,5,7.7,0]
[107,6,7.8,0]
[107,7,7.7,33.333333333333336]
[107,8,10.1,187.30555555555554]
[107,9,12.2,407.25]
[107,10,14.3,609.25]
[107,11,16.8,774.97222222222229]
[107,12,17.3,852.19444444444446]
[107,13,17.2,887.27777777777771]
[107,14,16.8,825.13888888888891]
[107,15,14.8,710.5]
[107,16,14.6,464.86111111111109]
[107,17,12,295.33333333333337]
[107,18,11.8,223.16666666666666]
[107,19,10.8,77.055555555555543]
[107,20,9,8.8611111111111107]
[107,21,8.5,0]
[107,22,8.1999999999999993,0]
[107,23,8.1999999999999993,0]
[107,24,7.7,0]
[108,1,6.9,0]
[108,2,5.5,0]
[108,3,4.5,0]
[108,4,4.2,0]
[108,5,5.4,0]
[108,6,5.8,0]
[108,7,6.2,25.416666666666668]
[108,8,6.6,55.611111111111107]
[108,9,7.2,92.027777777777786]
[108,10,7.3,72.027777777777786]
[108,11,7.4,50.444444444444443]
[108,12,7.7,114.25]
[108,13,8.5,168.83333333333331]
[108,14,8.6,104.19444444444446]
[108,15,8.3000000000000007,79.333333333333343]
[108,16,8.3000000000000007,50.416666666666664]
[108,17,8.3000000000000007,48.194444444444443]
[108,18,8.1999999999999993,25.416666666666668]
[108,19,8.3000000000000007,9.5833333333333339]
[108,20,8.6999999999999993,2.4722222222222223]
[108,21,8.8000000000000007,0]
[108,22,8.9,0]
[108,23,9,0]
[108,24,9.3000000000000007,0]
[109,1,9.6,0]
[109,2,9.4,0]
[109,3,9.1,0]
[109,4,8.8000000000000007,0]
[109,5,8.6999999999999993,0]
[109,6,8.1,0]
[109,7,8.5,23.305555555555557]
[109,8,8.6,108.19444444444444]
[109,9,8.3000000000000007,117.11111111111111]
[109,10,8.5,158.44444444444443]
[109,11,9.4,360]
[109,12,9.5,349.41666666666669]
[109,13,7,326.6944444444444]
[109,14,8.4,643.72222222222229]
[109,15,7,437.77777777777777]
[109,16,6.7,341.94444444444446]
[109,17,6.8,274.41666666666669]
[109,18,6.4,165.5]
[109,19,4.4000000000000004,43.305555555555557]
[109,20,4.4000000000000004,9.0277777777777786]
[109,21,4.8,0]
[109,22,4,0]
[109,23,4.4000000000000004,0]
[109,24,2.8,0]
[110,1,2.2999999999999998,0]
[110,2,1.8,0]
[110,3,1.8,0]
[110,4,3.5,0]
[110,5,3.1,0]
[110,6,4,0]
[110,7,2.2999999999999998,7.2777777777777777]
[110,8,3.9,41.805555555555557]
[110,9,5,188.13888888888889]
[110,10,6,202.58333333333331]
[110,11,6.8,327.38888888888886]
[110,12,6.2,465.4444444444444]
[110,13,8.3000000000000007,812.5]
[110,14,8.6,796.80555555555554]
[110,15,8.1,654.61111111111109]
[110,16,7.5,254.13888888888889]
[110,17,8,279.33333333333331]
[110,18,6.4,124.8888888888889]
[110,19,5.0999999999999996,50.583333333333329]
[110,20,5.7,9.0833333333333339]
[110,21,5.2,0]
[110,22,4.7,0]
[110,23,4.8,0]
[110,24,5.0999999999999996,0]
[111,1,4.5999999999999996,0]
[111,2,4.2,0]
[111,3,4.0999999999999996,0]
[111,4,4.0999999999999996,0]
[111,5,3.2,0]
[111,6,3.9,2.4722222222222223]
[111,7,4,36.25]
[111,8,6.1,154.16666666666666]
[111,9,6.7,150.63888888888889]
[111,10,8.3000000000000007,478.69444444444446]
[111,11,9,637.61111111111109]
[111,12,9.1999999999999993,700.94444444444446]
[111,13,6.6,264.41666666666669]
[111,14,7.7,242.08333333333334]
[111,15,7.5,512.08333333333337]
[111,16,7.8,427.66666666666663]
[111,17,7.6,225.16666666666669]
[111,18,6.7,83.805555555555557]
[111,19,5.8,34.666666666666664]
[111,20,5.7,11.138888888888889]
[111,21,5.5,0]
[111,22,4.8,0]
[111,23,3.7,0]
[111,24,4.2,0]
[112,1,4.0999999999999996,0]
[112,2,4.2,0]
[112,3,4,0]
[112,4,3.9,0]
[112,5,3.8,0]
[112,6,3.2,0]
[112,7,4.0999999999999996,40.472222222222221]
[112,8,5,80.833333333333329]
[112,9,5.9,176.13888888888889]
[112,10,6.1,131.88888888888889]
[112,11,6.4,129.27777777777777]
[112,12,5.9,134.5]
[112,13,7.2,264.33333333333331]
[112,14,7.8,284.41666666666669]
[112,15,8.1999999999999993,208.63888888888889]
[112,16,7.9,134.41666666666666]
[112,17,7.9,131.97222222222223]
[112,18,7.7,126.11111111111111]
[112,19,7.3,53.833333333333336]
[112,20,6.1,11.222222222222221]
[112,21,5.7,0]
[112,22,3.4,0]
[112,23,3.7,0]
[112,24,3.2,0]
[113,1,2.2000000000000002,0]
[113,2,1.5,0]
[113,3,0.6,0]
[113,4,-0.3,0]
[113,5,-0.3,0]
[113,6,-0.6,2.4722222222222223]
[113,7,1.8,34.333333333333329]
[113,8,3.7,92.222222222222229]
[113,9,5.3,205.08333333333331]
[113,10,6.6,385.30555555555554]
[113,11,8.1,694.30555555555554]
[113,12,9.3000000000000007,973.3888888888888]
[113,13,9.3000000000000007,960.02777777777771]
[113,14,10,921.5]
[113,15,10.1,646.6111111111112]
[113,16,9.9,421.44444444444446]
[113,17,9.9,353.55555555555554]
[113,18,8.8000000000000007,189.38888888888889]
[113,19,7.4,36.055555555555557]
[113,20,7.2,2.5]
[113,21,7.2,0]
[113,22,6.9,0]
[113,23,6.7,0]
[113,24,7.1,0]
[114,1,6.8,0]
[114,2,6.7,0]
[114,3,6.5,0]
[114,4,6.4,0]
[114,5,6.2,0]
[114,6,6.4,0]
[114,7,6.9,12.027777777777777]
[114,8,7.3,23.305555555555557]
[114,9,7.5,38.972222222222229]
[114,10,7.5,69.638888888888886]
[114,11,7.6,81.805555555555557]
[114,12,7.7,126.75]
[114,13,10.1,573.72222222222229]
[114,14,11.6,970.8888888888888]
[114,15,11.1,843.47222222222217]
[114,16,10.8,663.63888888888891]
[114,17,9.4,563.91666666666663]
[114,18,8.1999999999999993,319.02777777777777]
[114,19,6.7,67.861111111111114]
[114,20,6.1,7.166666666666667]
[114,21,5.6,0]
[114,22,5.0999999999999996,0]
[114,23,4.8,0]
[114,24,4.7,0]
[115,1,4.5999999999999996,0]
[115,2,4.5,0]
[115,3,4.2,0]
[115,4,4.3,0]
[115,5,4.5,0]
[115,6,4.7,0]
[115,7,5.0999999999999996,16.694444444444446]
[115,8,5.2,39.527777777777779]
[115,9,5.8,65]
[115,10,6,96.472222222222229]
[115,11,6.5,89.138888888888886]
[115,12,6.9,67.416666666666657]
[115,13,7.1,65.083333333333343]
[115,14,7.3,69.833333333333329]
[115,15,7.6,62.527777777777779]
[115,16,7.7,69.638888888888886]
[115,17,7.9,55.416666666666664]
[115,18,7.9,46.388888888888886]
[115,19,7.6,28.111111111111111]
[115,20,7.3,7.2222222222222223]
[115,21,7.1,0]
[115,22,7.2,0]
[115,23,6.9,0]
[115,24,6.9,0]
[116,1,6.5,0]
[116,2,6.5,0]
[116,3,6,0]
[116,4,5.8,0]
[116,5,5.7,0]
[116,6,5.6,0]
[116,7,5.8,9.6666666666666661]
[116,8,6.1,21]
[116,9,6.5,46.055555555555557]
[116,10,7.8,123.88888888888889]
[116,11,8.6999999999999993,241.36111111111111]
[116,12,8.3000000000000007,191.72222222222223]
[116,13,8.4,149.83333333333331]
[116,14,8.9,183.77777777777777]
[116,15,8.6999999999999993,165.16666666666669]
[116,16,9.4,180.16666666666669]
[116,17,10.5,430.55555555555554]
[116,18,11,143.5277777777778]
[116,19,10.3,69.055555555555557]
[116,20,8.5,11.583333333333334]
[116,21,7.2,0]
[116,22,5,0]
[116,23,4,0]
[116,24,3.9,0]
[117,1,3.5,0]
[117,2,2.7,0]
[117,3,2.2999999999999998,0]
[117,4,2.6,0]
[117,5,3.6,0]
[117,6,4,4.8055555555555554]
[117,7,4.5999999999999996,47.111111111111107]
[117,8,5.2,139.52777777777777]
[117,9,6.1,229.80555555555554]
[117,10,8.8000000000000007,517.38888888888891]
[117,11,11.3,776.52777777777783]
[117,12,13.3,901.22222222222229]
[117,13,13.4,671.58333333333326]
[117,14,14.1,699.02777777777783]
[117,15,11.1,451.13888888888886]
[117,16,12.9,337.08333333333331]
[117,17,12.6,465.33333333333337]
[117,18,12.1,236.77777777777777]
[117,19,9.9,71.3611111111111]
[117,20,8.1,17.583333333333332]
[117,21,7,0]
[117,22,6.3,0]
[117,23,6.8,0]
[117,24,6.3,0]
[118,1,6.2,0]
[118,2,5.9,0]
[118,3,5.6,0]
[118,4,5.4,0]
[118,5,5.6,0]
[118,6,5.8,0]
[118,7,6.1,2.4444444444444446]
[118,8,6.3,14.027777777777779]
[118,9,6.5,27.444444444444443]
[118,10,6.8,41.222222222222221]
[118,11,7.2,57.777777777777779]
[118,12,7.4,69.861111111111114]
[118,13,7.6,60.361111111111114]
[118,14,7.9,62.694444444444443]
[118,15,8.5,129]
[118,16,8.6,151.80555555555554]
[118,17,7.6,64.972222222222229]
[118,18,7,20.888888888888889]
[118,19,7.1,7.2222222222222223]
[118,20,7.1,2.5]
[118,21,6.2,0]
[118,22,5.9,0]
[118,23,4.3,0]
[118,24,3.6,0]
[119,1,4.8,0]
[119,2,5.8,0]
[119,3,6,0]
[119,4,6.2,0]
[119,5,6.4,0]
[119,6,6.5,0]
[119,7,6.6,4.8888888888888893]
[119,8,6.7,11.694444444444445]
[119,9,7.2,89.027777777777771]
[119,10,7.9,106.25]
[119,11,8.4,269.77777777777777]
[119,12,9.3000000000000007,428.97222222222223]
[119,13,9.8000000000000007,293.63888888888886]
[119,14,9.6999999999999993,147]
[119,15,9.1999999999999993,183.19444444444446]
[119,16,8.8000000000000007,149.11111111111109]
[119,17,7.2,36.694444444444443]
[119,18,7,23.222222222222221]
[119,19,6.7,19.027777777777779]
[119,20,6.1,4.9444444444444446]
[119,21,5.6,0]
[119,22,5.0999999999999996,0]
[119,23,5.6,0]
[119,24,5.4,0]
[120,1,6.1,0]
[120,2,6.2,0]
[120,3,6.4,0]
[120,4,6,0]
[120,5,5.8,0]
[120,6,5.6,2.5]
[120,7,6.2,43.166666666666671]
[120,8,7.2,117.11111111111111]
[120,9,9.6999999999999993,346.19444444444446]
[120,10,12.1,581.16666666666663]
[120,11,13.3,731.97222222222217]
[120,12,14.6,821.38888888888891]
[120,13,15.7,850.27777777777783]
[120,14,16,767.72222222222229]
[120,15,16.899999999999999,795.63888888888891]
[120,16,17.100000000000001,586.97222222222217]
[120,17,17.3,401.80555555555554]
[120,18,17,185.66666666666666]
[120,19,16.100000000000001,74.583333333333329]
[120,20,14.7,21.666666666666668]
[120,21,13.1,0]
[120,22,12.4,0]
[120,23,11.6,0]
[120,24,11.2,0]
[121,1,10.8,0]
[121,2,14.2,0]
[121,3,14.4,0]
[121,4,14.2,0]
[121,5,12.1,0]
[121,6,11,4.9166666666666661]
[121,7,10.1,28.111111111111111]
[121,8,9.6999999999999993,39.583333333333336]
[121,9,9.5,74.555555555555543]
[121,10,9.4,123.58333333333333]
[121,11,9.1,151.69444444444446]
[121,12,8.8000000000000007,129.05555555555557]
[121,13,7.6,82.083333333333329]
[121,14,7.2,124.05555555555556]
[121,15,7.2,118.83333333333334]
[121,16,7.4,91.472222222222229]
[121,17,7.4,74.527777777777786]
[121,18,7.7,74.305555555555557]
[121,19,7.5,21.361111111111114]
[121,20,7.2,13.972222222222221]
[121,21,6.6,0]
[121,22,6.3,0]
[121,23,6,0]
[121,24,5.9,0]
[122,1,5.7,0]
[122,2,4.0999999999999996,0]
[122,3,3.6,0]
[122,4,1.6,0]
[122,5,2.4,0]
[122,6,3.3,15.305555555555555]
[122,7,4.4000000000000004,91.861111111111114]
[122,8,6.5,154.97222222222223]
[122,9,8.8000000000000007,423.77777777777777]
[122,10,9.5,544.30555555555554]
[122,11,10.199999999999999,426.13888888888886]
[122,12,10.5,417.63888888888891]
[122,13,10.4,317.69444444444446]
[122,14,10,225.72222222222223]
[122,15,10.3,249.86111111111111]
[122,16,10.1,254.61111111111111]
[122,17,9.5,153.25]
[122,18,9,72]
[122,19,8.6,54.472222222222221]
[122,20,8.1999999999999993,11.888888888888888]
[122,21,7.7,0]
[122,22,7.4,0]
[122,23,6.9,0]
[122,24,7.1,0]
[123,1,7.1,0]
[123,2,7,0]
[123,3,6.9,0]
[123,4,6.8,0]
[123,5,6.7,0]
[123,6,6.8,2.5277777777777777]
[123,7,7.1,21.388888888888889]
[123,8,7.5,60.333333333333329]
[123,9,8.1999999999999993,65.027777777777771]
[123,10,9.1,184.66666666666666]
[123,11,10,201]
[123,12,11.2,280.36111111111109]
[123,13,12.8,393.16666666666669]
[123,14,15.1,735.25]
[123,15,16,836.97222222222217]
[123,16,17.5,687.8611111111112]
[123,17,17.399999999999999,511.75]
[123,18,17.100000000000001,182.2777777777778]
[123,19,16.600000000000001,58.722222222222221]
[123,20,15.8,4.9722222222222214]
[123,21,14.7,0]
[123,22,14,0]
[123,23,13.5,0]
[123,24,13.3,0]
[124,1,13.2,0]
[124,2,12.4,0]
[124,3,11.7,0]
[124,4,13,0]
[124,5,13,0]
[124,6,13.1,4.9444444444444446]
[124,7,13.2,14.416666666666666]
[124,8,13.7,32.666666666666664]
[124,9,14.4,88.888888888888886]
[124,10,15.2,260.08333333333331]
[124,11,14.5,113.72222222222221]
[124,12,14.5,280.19444444444446]
[124,13,15.4,782.11111111111109]
[124,14,15.8,792.69444444444434]
[124,15,16.399999999999999,833.58333333333337]
[124,16,16.8,693.94444444444434]
[124,17,17,523.97222222222217]
[124,18,16.8,297.27777777777777]
[124,19,16,96.083333333333329]
[124,20,14.4,28.5]
[124,21,11.4,0]
[124,22,11.8,0]
[124,23,11,0]
[124,24,9.5,0]
[125,1,8.8000000000000007,0]
[125,2,8.6,0]
[125,3,8.6,0]
[125,4,9.4,0]
[125,5,10.4,0]
[125,6,10.3,13.777777777777779]
[125,7,13.3,87.055555555555543]
[125,8,13.5,41.916666666666671]
[125,9,14.3,147.5]
[125,10,15.9,392.33333333333337]
[125,11,16.899999999999999,166.80555555555554]
[125,12,19.100000000000001,378.55555555555554]
[125,13,19.399999999999999,590.3611111111112]
[125,14,16.2,722.30555555555566]
[125,15,13,755.38888888888891]
[125,16,11.5,203.27777777777777]
[125,17,11.7,99.75]
[125,18,12.5,156.61111111111109]
[125,19,12.4,105.5]
[125,20,11.3,29.861111111111111]
[125,21,10.8,0]
[125,22,9.3000000000000007,0]
[125,23,9,0]
[125,24,10.3,0]
[126,1,10,0]
[126,2,10,0]
[126,3,9.6,0]
[126,4,9.3000000000000007,0]
[126,5,8.1,0]
[126,6,7.8,17.805555555555554]
[126,7,8.6,67.583333333333343]
[126,8,9.9,203.80555555555557]
[126,9,10.7,397.83333333333337]
[126,10,12.4,615.19444444444434]
[126,11,13,609.27777777777783]
[126,12,14.4,260.19444444444446]
[126,13,12.8,162.13888888888891]
[126,14,12.1,187.97222222222223]
[126,15,12.2,205.91666666666666]
[126,16,12.9,138.38888888888889]
[126,17,14,157.66666666666669]
[126,18,13.6,90.472222222222214]
[126,19,13.1,56.777777777777779]
[126,20,12.4,20.5]
[126,21,11.4,2.4722222222222223]
[126,22,10.8,0]
[126,23,11.2,0]
[126,24,11.2,0]
[127,1,11,0]
[127,2,10.7,0]
[127,3,10.4,0]
[127,4,8.9,0]
[127,5,8.6999999999999993,0]
[127,6,8.6,9.6111111111111107]
[127,7,8.6,32.722222222222221]
[127,8,9.4,105.83333333333333]
[127,9,10.199999999999999,245.66666666666666]
[127,10,10.6,363.16666666666669]
[127,11,11.3,275.41666666666669]
[127,12,10.1,214.13888888888889]
[127,13,11,276.75]
[127,14,11.8,355.61111111111114]
[127,15,12,428.5]
[127,16,11.1,323.13888888888886]
[127,17,11.5,349]
[127,18,11.9,107.69444444444444]
[127,19,10,56.833333333333329]
[127,20,8.6,26.416666666666664]
[127,21,6.6,2.4722222222222223]
[127,22,7.6,0]
[127,23,7.2,0]
[127,24,6.3,0]
[128,1,6.5,0]
[128,2,6.2,0]
[128,3,4.7,0]
[128,4,4.8,0]
[128,5,4.5999999999999996,0]
[128,6,4.5,23.527777777777779]
[128,7,7.1,93.972222222222229]
[128,8,9.6999999999999993,273.61111111111109]
[128,9,10.3,481.05555555555554]
[128,10,11.5,554.94444444444446]
[128,11,9.1,406.72222222222223]
[128,12,11.1,257.02777777777777]
[128,13,11.3,403.25]
[128,14,10.7,350.61111111111114]
[128,15,10.9,512.83333333333337]
[128,16,9.9,156.94444444444446]
[128,17,10.4,175.30555555555557]
[128,18,9.9,99.694444444444443]
[128,19,9,41.777777777777779]
[128,20,8.4,18.611111111111111]
[128,21,7.2,2.4722222222222223]
[128,22,7.5,0]
[128,23,7.5,0]
[128,24,7.7,0]
[129,1,7.9,0]
[129,2,8,0]
[129,3,8.3000000000000007,0]
[129,4,8.1,0]
[129,5,8.1999999999999993,0]
[129,6,8.6999999999999993,11.888888888888888]
[129,7,9.1999999999999993,43.69444444444445]
[129,8,9.6,67.25]
[129,9,10.6,122.55555555555556]
[129,10,10.9,158.22222222222223]
[129,11,11.9,499.05555555555554]
[129,12,12.5,450.33333333333337]
[129,13,13.6,729.86111111111109]
[129,14,13.2,287]
[129,15,13.1,275.27777777777777]
[129,16,13.5,176.19444444444443]
[129,17,13.1,108.13888888888889]
[129,18,13.1,129.58333333333334]
[129,19,12.6,94.805555555555557]
[129,20,11.7,16.5]
[129,21,9.6,2.4722222222222223]
[129,22,9.6999999999999993,0]
[129,23,10,0]
[129,24,9.6999999999999993,0]
[130,1,9.3000000000000007,0]
[130,2,9.5,0]
[130,3,9,0]
[130,4,9,0]
[130,5,9,0]
[130,6,8.6,4.9722222222222214]
[130,7,8.6,14.444444444444445]
[130,8,8.8000000000000007,37.333333333333336]
[130,9,8.9,48.583333333333336]
[130,10,9.1999999999999993,60.25]
[130,11,9.4,72.277777777777771]
[130,12,9.5,60.472222222222221]
[130,13,8.6999999999999993,126.5]
[130,14,11.2,869.66666666666674]
[130,15,11.3,880.94444444444446]
[130,16,11.5,602.22222222222217]
[130,17,11.7,469.80555555555554]
[130,18,8.5,240.94444444444443]
[130,19,8.4,113.72222222222221]
[130,20,7.8,38.861111111111114]
[130,21,5.6,2.4722222222222223]
[130,22,4.5999999999999996,0]
[130,23,5.2,0]
[130,24,5.2,0]
[131,1,5.4,0]
[131,2,5.6,0]
[131,3,7.1,0]
[131,4,6.5,0]
[131,5,6.4,0]
[131,6,6.6,21.5]
[131,7,7.2,56.5]
[131,8,8.8000000000000007,237.88888888888889]
[131,9,9.5,339.86111111111109]
[131,10,9.5,557.13888888888891]
[131,11,10.199999999999999,748.88888888888891]
[131,12,9.6999999999999993,634.13888888888891]
[131,13,11.6,876.63888888888891]
[131,14,11.9,778.25]
[131,15,11.5,847.11111111111109]
[131,16,11.8,715]
[131,17,11.5,535.97222222222217]
[131,18,11.3,340.11111111111114]
[131,19,9.9,117.25]
[131,20,8,36.138888888888886]
[131,21,5.3,2.4722222222222223]
[131,22,3.8,0]
[131,23,3.3,0]
[131,24,2.6,0]
[132,1,2.6,0]
[132,2,1.6,0]
[132,3,2.4,0]
[132,4,3.6,0]
[132,5,4.2,0]
[132,6,5.2,29.388888888888889]
[132,7,6.5,81.611111111111114]
[132,8,8.9,247.41666666666669]
[132,9,10.8,448.55555555555554]
[132,10,12.4,587.38888888888891]
[132,11,12.7,781.88888888888891]
[132,12,13.2,939.44444444444446]
[132,13,14.2,886.97222222222217]
[132,14,14,708.16666666666674]
[132,15,15,612.66666666666663]
[132,16,14.5,747.27777777777771]
[132,17,14.4,541.02777777777783]
[132,18,13.9,312.52777777777777]
[132,19,13,109.02777777777777]
[132,20,11.8,35.388888888888893]
[132,21,9.5,4.7222222222222223]
[132,22,8.4,0]
[132,23,8.1,0]
[132,24,8.3000000000000007,0]
[133,1,7.6,0]
[133,2,8.1,0]
[133,3,7.9,0]
[133,4,7.3,0]
[133,5,7.1,0]
[133,6,7.4,16.361111111111111]
[133,7,8.1,58.555555555555557]
[133,8,9.1,119.25]
[133,9,9.6,173.13888888888889]
[133,10,10.1,137.88888888888889]
[133,11,10.4,143.41666666666666]
[133,12,10,111.41666666666667]
[133,13,10.6,195.33333333333334]
[133,14,11.5,370.19444444444446]
[133,15,12,383.27777777777777]
[133,16,12.5,362.27777777777777]
[133,17,12.5,377.9444444444444]
[133,18,12.2,184.16666666666666]
[133,19,11.6,77.777777777777771]
[133,20,10.7,29.055555555555554]
[133,21,10.4,2.4722222222222223]
[133,22,10.199999999999999,0]
[133,23,10.1,0]
[133,24,9.6999999999999993,0]
[134,1,9.1999999999999993,0]
[134,2,9.1,0]
[134,3,9.1999999999999993,0]
[134,4,8.1,0]
[134,5,7.2,0]
[134,6,7.2,12.027777777777777]
[134,7,7.3,37.333333333333336]
[134,8,7.7,92.277777777777771]
[134,9,8.1999999999999993,203.11111111111111]
[134,10,8.6999999999999993,213.86111111111111]
[134,11,9.4,236.25]
[134,12,9.9,299.41666666666669]
[134,13,10.5,313.72222222222223]
[134,14,11.1,307.86111111111109]
[134,15,10.1,163.69444444444443]
[134,16,9.1999999999999993,91.388888888888886]
[134,17,8.6999999999999993,95.972222222222229]
[134,18,8.3000000000000007,55.805555555555557]
[134,19,8,43.25]
[134,20,7.6,44.94444444444445]
[134,21,6.5,4.7222222222222223]
[134,22,5.6,0]
[134,23,5,0]
[134,24,3.4,0]
[135,1,2.6,0]
[135,2,2.2999999999999998,0]
[135,3,1.2,0]
[135,4,0.6,0]
[135,5,0,0]
[135,6,2.2999999999999998,63.583333333333336]
[135,7,5.5,82.055555555555543]
[135,8,8.3000000000000007,282.69444444444446]
[135,9,8.8000000000000007,413.3055555555556]
[135,10,10.7,534.16666666666663]
[135,11,10.3,693.36111111111109]
[135,12,10.9,536.69444444444446]
[135,13,12.4,1026.5]
[135,14,13,1026.7777777777778]
[135,15,12.6,1001.8611111111111]
[135,16,12.2,576.30555555555554]
[135,17,12.4,282.52777777777777]
[135,18,11.4,262.58333333333331]
[135,19,10.4,104.91666666666666]
[135,20,9.4,45.027777777777779]
[135,21,8.1,4.7222222222222223]
[135,22,6.8,0]
[135,23,5.9,0]
[135,24,4.8,0]
[136,1,3.9,0]
[136,2,2.9,0]
[136,3,1.5,0]
[136,4,0.7,0]
[136,5,-0.4,0]
[136,6,2,30.694444444444443]
[136,7,6.2,86.305555555555557]
[136,8,8.3000000000000007,292.38888888888886]
[136,9,9.4,531]
[136,10,9.6,673.22222222222217]
[136,11,11.2,988.19444444444446]
[136,12,11.6,1002.7777777777778]
[136,13,12.4,876.77777777777783]
[136,14,13,807.11111111111109]
[136,15,13.5,918.47222222222217]
[136,16,13.7,760.25]
[136,17,13.8,557.13888888888891]
[136,18,13.7,332.22222222222223]
[136,19,13.2,121.30555555555556]
[136,20,12,40.333333333333329]
[136,21,10.7,4.7222222222222223]
[136,22,9.9,0]
[136,23,8.3000000000000007,0]
[136,24,6.5,0]
[137,1,6.2,0]
[137,2,6,0]
[137,3,5.7,0]
[137,4,5.3,0]
[137,5,5,0]
[137,6,6,32]
[137,7,8,85.444444444444457]
[137,8,11.1,282.61111111111109]
[137,9,13,503.66666666666669]
[137,10,14,709.47222222222217]
[137,11,14.7,895.86111111111109]
[137,12,15.6,1009.1666666666666]
[137,13,16.2,1054.6666666666667]
[137,14,16,992.52777777777771]
[137,15,17,878.27777777777783]
[137,16,17.2,760.91666666666674]
[137,17,17.2,511.86111111111114]
[137,18,16.899999999999999,334.75]
[137,19,15.9,97.833333333333329]
[137,20,15,31.444444444444446]
[137,21,13.8,4.7222222222222223]
[137,22,12.5,0]
[137,23,11.6,0]
[137,24,10.5,0]
[138,1,10,0]
[138,2,9.3000000000000007,0]
[138,3,8.9,0]
[138,4,8.8000000000000007,0]
[138,5,8.6,0]
[138,6,8.3000000000000007,28.583333333333336]
[138,7,10.1,101.91666666666666]
[138,8,11.7,169.66666666666666]
[138,9,12.9,423.77777777777777]
[138,10,15,645.25]
[138,11,17.3,808.83333333333337]
[138,12,16.7,648.75]
[138,13,17.7,578.66666666666663]
[138,14,18,806.27777777777771]
[138,15,18.2,395.5]
[138,16,18.899999999999999,622.47222222222229]
[138,17,18.399999999999999,417.91666666666669]
[138,18,18.2,293.22222222222217]
[138,19,17.399999999999999,103.83333333333334]
[138,20,16.600000000000001,37.666666666666664]
[138,21,15.4,2.4722222222222223]
[138,22,14.5,0]
[138,23,14,0]
[138,24,13.1,0]
[139,1,11.9,0]
[139,2,10.9,0]
[139,3,10.1,0]
[139,4,9.1999999999999993,0]
[139,5,8.1999999999999993,2.4722222222222223]
[139,6,8.4,34.25]
[139,7,10.199999999999999,81.888888888888886]
[139,8,13.3,241.41666666666669]
[139,9,15.3,453.86111111111114]
[139,10,17.5,647.22222222222217]
[139,11,18.399999999999999,790.63888888888891]
[139,12,19.399999999999999,575.19444444444434]
[139,13,20.6,824.33333333333326]
[139,14,19.5,460.33333333333337]
[139,15,16.8,108.69444444444444]
[139,16,17.3,150.16666666666669]
[139,17,17.600000000000001,175.86111111111111]
[139,18,18,104.16666666666667]
[139,19,17.600000000000001,50.833333333333336]
[139,20,17.100000000000001,23.388888888888889]
[139,21,16.5,2.4722222222222223]
[139,22,16,0]
[139,23,15.9,0]
[139,24,14.7,0]
[140,1,14.8,0]
[140,2,14,0]
[140,3,13.3,0]
[140,4,12.5,0]
[140,5,12.5,0]
[140,6,12.2,0]
[140,7,12.1,14.5]
[140,8,12.8,62.722222222222229]
[140,9,13.9,184.83333333333331]
[140,10,15.2,257.16666666666663]
[140,11,17.3,648.3888888888888]
[140,12,17.7,888.97222222222229]
[140,13,18.100000000000001,851.33333333333337]
[140,14,18.5,715.69444444444446]
[140,15,18.8,775.91666666666674]
[140,16,20,669.27777777777783]
[140,17,19,350.69444444444446]
[140,18,19.2,244.83333333333331]
[140,19,19.2,114.25]
[140,20,17,35.583333333333329]
[140,21,15.7,6.2777777777777786]
[140,22,14.2,0]
[140,23,13.4,0]
[140,24,13.2,0]
[141,1,13.5,0]
[141,2,13.8,0]
[141,3,13.3,0]
[141,4,12,0]
[141,5,11.2,2.4722222222222223]
[141,6,13.3,38.277777777777779]
[141,7,13.8,71.3611111111111]
[141,8,14.5,128]
[141,9,16.100000000000001,358.22222222222217]
[141,10,17,425.5]
[141,11,18.8,587.72222222222229]
[141,12,20.2,871.88888888888891]
[141,13,21.2,884.08333333333326]
[141,14,21.6,986.52777777777783]
[141,15,20,580.47222222222217]
[141,16,20,288.47222222222223]
[141,17,13.7,87.305555555555557]
[141,18,13.7,2.3333333333333335]
[141,19,13.6,7.2777777777777777]
[141,20,13.4,9.8611111111111107]
[141,21,12.9,2.4722222222222223]
[141,22,12.9,0]
[141,23,13.2,0]
[141,24,13.4,0]
[142,1,12.8,0]
[142,2,12.5,0]
[142,3,12.3,0]
[142,4,11.2,0]
[142,5,10.3,0]
[142,6,10.9,37.611111111111114]
[142,7,11.9,125.80555555555554]
[142,8,13.5,206.44444444444446]
[142,9,14.4,257.66666666666669]
[142,10,15.8,387.86111111111109]
[142,11,15.8,562.58333333333337]
[142,12,16.8,702.80555555555554]
[142,13,17.399999999999999,770.5]
[142,14,18.3,783.55555555555566]
[142,15,18.5,780.63888888888891]
[142,16,18.7,610.41666666666663]
[142,17,19.399999999999999,487]
[142,18,18.7,289.11111111111109]
[142,19,18.399999999999999,113.25]
[142,20,16,43.138888888888893]
[142,21,15,4.7222222222222223]
[142,22,14,0]
[142,23,13.3,0]
[142,24,13,0]
[143,1,12.4,0]
[143,2,13.4,0]
[143,3,13.5,0]
[143,4,13.5,0]
[143,5,13.5,0]
[143,6,12.5,23.111111111111111]
[143,7,12.8,63.166666666666671]
[143,8,13.5,108.36111111111111]
[143,9,13.7,240.72222222222223]
[143,10,13.5,120.33333333333333]
[143,11,12.2,81.944444444444443]
[143,12,13.6,215.02777777777777]
[143,13,14.9,358.02777777777783]
[143,14,15,186.72222222222223]
[143,15,16.7,600.80555555555554]
[143,16,16.2,358.66666666666669]
[143,17,14.5,236.58333333333334]
[143,18,14.3,245.55555555555554]
[143,19,15,113.41666666666667]
[143,20,13.7,52.44444444444445]
[143,21,13,8.5]
[143,22,13,0]
[143,23,12.1,0]
[143,24,11.6,0]
[144,1,11.6,0]
[144,2,11.2,0]
[144,3,11.2,0]
[144,4,11.3,0]
[144,5,11.3,0]
[144,6,11.1,9.8333333333333321]
[144,7,10.6,14.5]
[144,8,10.8,28.138888888888889]
[144,9,10.8,20.805555555555557]
[144,10,11,39.25]
[144,11,12,118.36111111111111]
[144,12,13.5,286.36111111111114]
[144,13,12.4,270.83333333333331]
[144,14,13.1,340.94444444444446]
[144,15,12.8,233.08333333333334]
[144,16,12.6,195]
[144,17,11.9,93.472222222222229]
[144,18,11,39.666666666666671]
[144,19,11.1,23.833333333333332]
[144,20,11.1,14.583333333333334]
[144,21,11.1,2.5]
[144,22,10.7,0]
[144,23,10.5,0]
[144,24,10.4,0]
[145,1,10,0]
[145,2,9.8000000000000007,0]
[145,3,9.9,0]
[145,4,10,0]
[145,5,10,0]
[145,6,10,23.194444444444443]
[145,7,10.199999999999999,54.888888888888886]
[145,8,10.7,80.972222222222229]
[145,9,11.4,143.33333333333334]
[145,10,12.6,261.38888888888891]
[145,11,13.4,441.86111111111114]
[145,12,15.1,557.22222222222217]
[145,13,15.6,852.38888888888891]
[145,14,15.9,873.77777777777771]
[145,15,16.8,836.6111111111112]
[145,16,18.2,747.33333333333337]
[145,17,18.600000000000001,533.58333333333337]
[145,18,18.2,320.05555555555554]
[145,19,16.7,114.86111111111111]
[145,20,15.5,38.388888888888886]
[145,21,14,8.6944444444444446]
[145,22,12.7,0]
[145,23,11.7,0]
[145,24,10.1,0]
[146,1,9.6999999999999993,0]
[146,2,9.4,0]
[146,3,8.1,0]
[146,4,7.7,0]
[146,5,7.5,2.4722222222222223]
[146,6,8,50.777777777777779]
[146,7,10.4,87.083333333333329]
[146,8,13.4,259.33333333333331]
[146,9,15.8,475.30555555555554]
[146,10,16.8,666.69444444444446]
[146,11,18.100000000000001,849.61111111111109]
[146,12,18.600000000000001,957.83333333333326]
[146,13,18.8,921.44444444444434]
[146,14,19.600000000000001,799.27777777777783]
[146,15,20,838.3888888888888]
[146,16,20.5,746.77777777777783]
[146,17,19.8,481.6944444444444]
[146,18,19.2,245.19444444444446]
[146,19,18.600000000000001,125.02777777777779]
[146,20,17.2,41.25]
[146,21,15,6.7222222222222223]
[146,22,14,0]
[146,23,13.5,0]
[146,24,12.6,0]
[147,1,12.4,0]
[147,2,11.1,0]
[147,3,10.5,0]
[147,4,10.1,0]
[147,5,9.9,4.7222222222222223]
[147,6,10.5,37.055555555555557]
[147,7,12.5,82.25]
[147,8,14.6,273.47222222222223]
[147,9,17.3,491.75]
[147,10,19.2,679.6388888888888]
[147,11,20.3,838.16666666666674]
[147,12,20.9,967.02777777777783]
[147,13,21.3,1030.5833333333333]
[147,14,21.8,972.72222222222229]
[147,15,21.4,739.86111111111109]
[147,16,21.7,688.63888888888891]
[147,17,21.1,501.80555555555554]
[147,18,21.1,299.13888888888891]
[147,19,19.899999999999999,115.94444444444444]
[147,20,19.3,67.388888888888886]
[147,21,17.600000000000001,14.722222222222221]
[147,22,16.100000000000001,0]
[147,23,15.3,0]
[147,24,14.4,0]
[148,1,13.5,0]
[148,2,13,0]
[148,3,12.2,0]
[148,4,11.2,0]
[148,5,10.8,4.7222222222222223]
[148,6,11.9,52.166666666666671]
[148,7,13.5,97.166666666666671]
[148,8,15.6,277.97222222222223]
[148,9,16.7,478.36111111111109]
[148,10,18.5,695.86111111111109]
[148,11,20.100000000000001,830.11111111111109]
[148,12,21.3,968.91666666666663]
[148,13,21.9,858.44444444444446]
[148,14,23.2,931.47222222222229]
[148,15,23.1,728.22222222222217]
[148,16,23.5,583.19444444444446]
[148,17,22.7,382]
[148,18,22.4,210.44444444444446]
[148,19,21.5,112.08333333333333]
[148,20,20,45.666666666666671]
[148,21,18.2,8.9722222222222214]
[148,22,16.7,0]
[148,23,15.7,0]
[148,24,15,0]
[149,1,13.8,0]
[149,2,12.8,0]
[149,3,12.5,0]
[149,4,12.2,0]
[149,5,11.8,0]
[149,6,11.6,9.8611111111111107]
[149,7,11.9,37.55555555555555]
[149,8,12.7,87.75]
[149,9,13.2,102.80555555555556]
[149,10,13.4,72.25]
[149,11,13.6,72.416666666666657]
[149,12,13.8,91.861111111111114]
[149,13,14.7,179.02777777777777]
[149,14,16.5,497.75]
[149,15,16.7,160.5]
[149,16,16.8,377.88888888888891]
[149,17,16,193.27777777777777]
[149,18,13.6,55.888888888888886]
[149,19,14.2,115.94444444444444]
[149,20,13.2,45.638888888888893]
[149,21,12.2,10.833333333333334]
[149,22,11.4,0]
[149,23,11.1,0]
[149,24,11.5,0]
[150,1,11.2,0]
[150,2,11.1,0]
[150,3,11.5,0]
[150,4,11.7,0]
[150,5,11.8,0]
[150,6,12.1,14.555555555555555]
[150,7,12.5,67.5]
[150,8,13.5,112.3888888888889]
[150,9,14,88.6388888888889]
[150,10,13.7,72.25]
[150,11,13.4,89.194444444444457]
[150,12,13.7,51.19444444444445]
[150,13,14.5,123.83333333333334]
[150,14,16.100000000000001,304.58333333333331]
[150,15,15.1,106.19444444444444]
[150,16,15.3,115.5]
[150,17,15.8,124.38888888888889]
[150,18,15.9,113.08333333333334]
[150,19,16.100000000000001,98.833333333333343]
[150,20,15.2,16.944444444444443]
[150,21,14.3,7.0555555555555554]
[150,22,13.4,0]
[150,23,13.3,0]
[150,24,13,0]
[151,1,11.9,0]
[151,2,11,0]
[151,3,10.7,0]
[151,4,10.8,0]
[151,5,11.3,2.4722222222222223]
[151,6,11.8,14.555555555555555]
[151,7,12.2,35.333333333333336]
[151,8,12.4,42.083333333333336]
[151,9,12.1,46.444444444444443]
[151,10,13.1,154.38888888888889]
[151,11,14.3,145.36111111111109]
[151,12,17.399999999999999,266.77777777777777]
[151,13,15.8,181.5]
[151,14,17,289.44444444444446]
[151,15,16.600000000000001,211.13888888888889]
[151,16,16.2,132.52777777777777]
[151,17,16.399999999999999,119.61111111111111]
[151,18,16,72.027777777777786]
[151,19,15.7,42.166666666666671]
[151,20,15.5,46]
[151,21,14.8,15.777777777777777]
[151,22,13.5,0]
[151,23,12.6,0]
[151,24,12.1,0]
[152,1,11.3,0]
[152,2,10.8,0]
[152,3,10,0]
[152,4,9.8000000000000007,0]
[152,5,9.8000000000000007,0]
[152,6,10,19.055555555555554]
[152,7,10.4,48.611111111111114]
[152,8,9.9,60.5]
[152,9,10.7,81.583333333333329]
[152,10,11.1,110.52777777777777]
[152,11,12.5,239.11111111111109]
[152,12,14.4,523.52777777777783]
[152,13,15.5,616.44444444444434]
[152,14,15.1,807.16666666666674]
[152,15,15.7,729.80555555555566]
[152,16,16.100000000000001,424.69444444444446]
[152,17,15.9,502.5]
[152,18,14.7,295.38888888888891]
[152,19,13.5,95.277777777777771]
[152,20,12.7,38.416666666666671]
[152,21,11.1,20.972222222222221]
[152,22,10,0]
[152,23,8.8000000000000007,0]
[152,24,8.1999999999999993,0]
[153,1,6.2,0]
[153,2,6,0]
[153,3,6.5,0]
[153,4,7.2,0]
[153,5,7,0]
[153,6,8,19.083333333333336]
[153,7,10,59.277777777777779]
[153,8,10.8,107.88888888888889]
[153,9,12.4,212.25]
[153,10,13.1,249.47222222222223]
[153,11,14.2,283.5]
[153,12,13.6,390.63888888888886]
[153,13,14.9,367.55555555555554]
[153,14,14.5,536.55555555555554]
[153,15,14.5,551.80555555555554]
[153,16,14.7,337.97222222222223]
[153,17,15.5,457.91666666666669]
[153,18,13.8,306.19444444444446]
[153,19,12.7,137.58333333333334]
[153,20,11.3,57.861111111111114]
[153,21,10.4,22.972222222222221]
[153,22,10,0]
[153,23,10.199999999999999,0]
[153,24,10.1,0]
[154,1,10.1,0]
[154,2,10,0]
[154,3,9.8000000000000007,0]
[154,4,10,0]
[154,5,10.5,0]
[154,6,10.8,9.8888888888888893]
[154,7,11.6,9.75]
[154,8,11.6,18.833333333333332]
[154,9,12.3,48.80555555555555]
[154,10,12.4,100.88888888888889]
[154,11,13.5,208.11111111111111]
[154,12,14,401.52777777777777]
[154,13,14,174.58333333333334]
[154,14,12.5,131.08333333333331]
[154,15,12.6,273.30555555555554]
[154,16,11.1,91.388888888888886]
[154,17,10.7,48.75]
[154,18,11,81.194444444444443]
[154,19,10.8,90.1111111111111]
[154,20,10,56.583333333333329]
[154,21,9.1,29.027777777777779]
[154,22,8.1,0]
[154,23,7.9,0]
[154,24,8.4,0]
[155,1,8.1,0]
[155,2,7.2,0]
[155,3,6.6,0]
[155,4,6.9,0]
[155,5,6.5,0]
[155,6,8,37.333333333333336]
[155,7,9.4,83.111111111111114]
[155,8,9.6,204.80555555555554]
[155,9,10.6,364.80555555555554]
[155,10,11.4,350.11111111111114]
[155,11,9.9,643.44444444444446]
[155,12,10.6,253.38888888888891]
[155,13,13,787.47222222222229]
[155,14,12.6,854.77777777777771]
[155,15,10.5,378.72222222222223]
[155,16,9.9,314.47222222222217]
[155,17,9.4,325.41666666666669]
[155,18,10.6,99.472222222222229]
[155,19,11,113.38888888888889]
[155,20,10.5,56.111111111111114]
[155,21,9.1,9.3333333333333339]
[155,22,9.1,0]
[155,23,9.1999999999999993,0]
[155,24,9.4,0]
[156,1,9.8000000000000007,0]
[156,2,10.199999999999999,0]
[156,3,10,0]
[156,4,10.199999999999999,0]
[156,5,9.9,0]
[156,6,9.8000000000000007,29.694444444444446]
[156,7,10.199999999999999,48.638888888888886]
[156,8,11,98.916666666666671]
[156,9,12.1,204.69444444444443]
[156,10,13,368.13888888888886]
[156,11,13.7,603.19444444444446]
[156,12,13,500.88888888888891]
[156,13,14.1,312.47222222222223]
[156,14,14.4,400.33333333333337]
[156,15,14.5,283.66666666666669]
[156,16,14.9,560.44444444444446]
[156,17,15.1,496.61111111111109]
[156,18,11.7,247.77777777777777]
[156,19,13.1,118.5]
[156,20,12.4,55.083333333333336]
[156,21,12.1,22.666666666666664]
[156,22,11.1,0]
[156,23,10.3,0]
[156,24,9.5,0]
[157,1,8.9,0]
[157,2,8.5,0]
[157,3,8,0]
[157,4,7.4,0]
[157,5,7.2,0]
[157,6,8.3000000000000007,37.083333333333336]
[157,7,9.9,74.055555555555557]
[157,8,11.9,263.08333333333331]
[157,9,12.6,469.25]
[157,10,13.2,623.61111111111109]
[157,11,13.6,520.02777777777771]
[157,12,15.1,754.97222222222229]
[157,13,15,971.11111111111109]
[157,14,15.6,853.66666666666663]
[157,15,15,581.11111111111109]
[157,16,14.5,602.16666666666674]
[157,17,13.1,150.58333333333334]
[157,18,13.9,146.75]
[157,19,13.3,121.97222222222223]
[157,20,13,56.638888888888893]
[157,21,12.1,25.611111111111111]
[157,22,11,0]
[157,23,10.1,0]
[157,24,9.6999999999999993,0]
[158,1,9.1,0]
[158,2,8.6999999999999993,0]
[158,3,8.6,0]
[158,4,8.4,0]
[158,5,9.1999999999999993,0]
[158,6,10.3,29.722222222222221]
[158,7,11.2,67.611111111111114]
[158,8,12.7,144.97222222222223]
[158,9,13.1,264.72222222222223]
[158,10,14.6,269.27777777777777]
[158,11,14.2,406]
[158,12,15.8,495.61111111111114]
[158,13,16.3,733.13888888888891]
[158,14,16.7,865.30555555555554]
[158,15,16.7,534.19444444444446]
[158,16,18.100000000000001,699.86111111111109]
[158,17,18.100000000000001,530.22222222222217]
[158,18,18.100000000000001,338.27777777777777]
[158,19,17.399999999999999,143.94444444444446]
[158,20,16,65.25]
[158,21,14.4,25.833333333333332]
[158,22,13,8.4444444444444446]
[158,23,12.1,0]
[158,24,11.2,0]
[159,1,10.5,0]
[159,2,9.6999999999999993,0]
[159,3,9.5,0]
[159,4,9.1999999999999993,0]
[159,5,9.1999999999999993,8.6111111111111107]
[159,6,9.9,31.333333333333332]
[159,7,11.5,55.111111111111114]
[159,8,14.2,251.33333333333331]
[159,9,17.100000000000001,466.05555555555554]
[159,10,18.600000000000001,677.8611111111112]
[159,11,19.899999999999999,810.8888888888888]
[159,12,21.2,909.61111111111109]
[159,13,21.7,939.88888888888891]
[159,14,22.3,925.83333333333337]
[159,15,22.6,857.41666666666663]
[159,16,22.1,708.25]
[159,17,21.8,542.38888888888891]
[159,18,21.7,343.97222222222223]
[159,19,21.1,139.25]
[159,20,18.8,52.388888888888886]
[159,21,16.7,27.638888888888889]
[159,22,14.7,8.4444444444444446]
[159,23,13.4,0]
[159,24,12.2,0]
[160,1,10.8,0]
[160,2,9.8000000000000007,0]
[160,3,9,0]
[160,4,8.1999999999999993,0]
[160,5,8.1999999999999993,8.6666666666666661]
[160,6,9.6,38.80555555555555]
[160,7,11.6,75.722222222222229]
[160,8,14.1,258.72222222222223]
[160,9,15.7,477.38888888888886]
[160,10,16.399999999999999,667.33333333333337]
[160,11,17.399999999999999,834.72222222222217]
[160,12,18.5,919.75]
[160,13,19.3,980.38888888888891]
[160,14,20.399999999999999,954.80555555555566]
[160,15,20.9,879.33333333333326]
[160,16,21.1,721.16666666666663]
[160,17,21.1,561.47222222222217]
[160,18,21,351.61111111111109]
[160,19,20.5,148.41666666666666]
[160,20,19.100000000000001,55.361111111111114]
[160,21,17.5,29.055555555555554]
[160,22,16,8.4444444444444446]
[160,23,14.5,0]
[160,24,13.5,0]
[161,1,12.6,0]
[161,2,12.4,0]
[161,3,11.6,0]
[161,4,11.4,0]
[161,5,11.2,8.6666666666666661]
[161,6,12.1,34.944444444444443]
[161,7,14,74.666666666666671]
[161,8,17.399999999999999,249.19444444444446]
[161,9,20.100000000000001,455.05555555555554]
[161,10,21.9,630.86111111111109]
[161,11,22.8,782.52777777777771]
[161,12,23.1,908.16666666666674]
[161,13,23.7,952.61111111111109]
[161,14,23.7,925.30555555555554]
[161,15,24.1,857.41666666666663]
[161,16,23.9,722.05555555555554]
[161,17,23.4,541.91666666666674]
[161,18,22.8,353.11111111111114]
[161,19,22.4,149.69444444444443]
[161,20,21.1,58.25]
[161,21,19.600000000000001,30.555555555555557]
[161,22,18.100000000000001,8.4444444444444446]
[161,23,16.5,0]
[161,24,15,0]
[162,1,13.8,0]
[162,2,13.3,0]
[162,3,12.7,0]
[162,4,12.4,0]
[162,5,12.5,8.6944444444444446]
[162,6,13.4,40.5]
[162,7,15.6,72.361111111111114]
[162,8,18.2,257.22222222222223]
[162,9,20.3,454.88888888888886]
[162,10,22.1,640.83333333333337]
[162,11,22.6,796.83333333333326]
[162,12,23.6,833.52777777777771]
[162,13,23.6,836.94444444444446]
[162,14,23.4,698]
[162,15,24.4,607.69444444444434]
[162,16,24.3,652.11111111111109]
[162,17,24.2,506.72222222222223]
[162,18,22.6,360.97222222222223]
[162,19,21.6,138.44444444444443]
[162,20,20,52.75]
[162,21,18.100000000000001,26.166666666666668]
[162,22,17,8.4444444444444446]
[162,23,15.7,0]
[162,24,14.3,0]
[163,1,13.4,0]
[163,2,12.8,0]
[163,3,12.2,0]
[163,4,11.6,0]
[163,5,12,8.7222222222222214]
[163,6,13,37.777777777777779]
[163,7,14.1,72.444444444444443]
[163,8,15.5,238.88888888888889]
[163,9,17.7,432.58333333333331]
[163,10,18.2,630.38888888888891]
[163,11,20.3,657.63888888888891]
[163,12,21.2,918]
[163,13,22.5,910.83333333333337]
[163,14,22.9,911.16666666666663]
[163,15,23.1,854.33333333333326]
[163,16,23.1,706.25]
[163,17,22.5,540.05555555555554]
[163,18,22.3,344.30555555555554]
[163,19,21.6,149.61111111111111]
[163,20,19.600000000000001,55.75]
[163,21,18.100000000000001,28.027777777777779]
[163,22,17.100000000000001,8.4444444444444446]
[163,23,15.9,0]
[163,24,14.5,0]
[164,1,14,0]
[164,2,13.5,0]
[164,3,12.9,0]
[164,4,12.4,0]
[164,5,12.2,8.7222222222222214]
[164,6,13.5,40]
[164,7,15.5,62.805555555555557]
[164,8,19.100000000000001,222.16666666666666]
[164,9,21.1,444.02777777777777]
[164,10,23.6,589.5]
[164,11,25.5,742.02777777777783]
[164,12,26.1,853.69444444444446]
[164,13,25.8,836.36111111111109]
[164,14,26.8,733.44444444444446]
[164,15,26.5,582.72222222222229]
[164,16,26.6,467.25]
[164,17,23.9,369.77777777777777]
[164,18,23.5,117.58333333333334]
[164,19,22.3,79.25]
[164,20,21.6,48.027777777777779]
[164,21,19.3,30.916666666666664]
[164,22,17.7,8.4444444444444446]
[164,23,17.100000000000001,0]
[164,24,17,0]
[165,1,15.6,0]
[165,2,15,0]
[165,3,14.6,0]
[165,4,14,0]
[165,5,14,0]
[165,6,14.1,19.166666666666668]
[165,7,15.5,59.361111111111107]
[165,8,17.2,89.8888888888889]
[165,9,19,360.75]
[165,10,21.1,372.83333333333337]
[165,11,23.2,690.55555555555554]
[165,12,24.3,681.86111111111109]
[165,13,24.5,822.25]
[165,14,25.6,886.75]
[165,15,26.1,751.75]
[165,16,25.1,658.72222222222229]
[165,17,24.7,516.22222222222229]
[165,18,24.5,325]
[165,19,23.8,150.88888888888891]
[165,20,22.3,56.027777777777771]
[165,21,21.1,26.75]
[165,22,19.7,0]
[165,23,18.2,0]
[165,24,17.5,0]
[166,1,16.3,0]
[166,2,16.100000000000001,0]
[166,3,15.2,0]
[166,4,14.9,0]
[166,5,14.1,8.7777777777777786]
[166,6,14.4,37.638888888888886]
[166,7,14.6,85.5]
[166,8,16.100000000000001,153.27777777777777]
[166,9,18,298.91666666666663]
[166,10,22.2,541.11111111111109]
[166,11,22.7,690.3611111111112]
[166,12,24.1,816.02777777777771]
[166,13,25,822]
[166,14,25.6,848.75]
[166,15,25.6,794.27777777777783]
[166,16,25.6,638.88888888888891]
[166,17,25.9,465.02777777777777]
[166,18,24.6,277.05555555555554]
[166,19,23.6,120.02777777777779]
[166,20,22.1,59.305555555555557]
[166,21,20.3,31.361111111111114]
[166,22,18.600000000000001,0]
[166,23,17.399999999999999,0]
[166,24,15.6,0]
[167,1,15,0]
[167,2,13.4,0]
[167,3,13.4,0]
[167,4,13.5,0]
[167,5,14.5,8.75]
[167,6,15.6,29.805555555555554]
[167,7,16.600000000000001,48.666666666666664]
[167,8,18,89.8888888888889]
[167,9,20,263.16666666666669]
[167,10,21.6,377.91666666666669]
[167,11,22.5,520.72222222222217]
[167,12,23.7,460.61111111111114]
[167,13,24.2,705.08333333333337]
[167,14,24.1,671.05555555555566]
[167,15,24.2,492.27777777777777]
[167,16,23.1,151.94444444444446]
[167,17,24.1,394.22222222222223]
[167,18,23.2,201.36111111111111]
[167,19,22.1,143.30555555555554]
[167,20,19.7,82.166666666666671]
[167,21,18.600000000000001,17.5]
[167,22,17.600000000000001,0]
[167,23,16.7,0]
[167,24,15.4,0]
[168,1,13.4,0]
[168,2,12.9,0]
[168,3,12.8,0]
[168,4,12.6,0]
[168,5,12.3,0]
[168,6,12.7,37.611111111111114]
[168,7,13.6,89.694444444444443]
[168,8,15.7,207.16666666666666]
[168,9,16,397.0555555555556]
[168,10,17.7,483.05555555555554]
[168,11,17.5,613.3888888888888]
[168,12,17.7,518.80555555555554]
[168,13,18.600000000000001,186.22222222222223]
[168,14,20.100000000000001,517.08333333333337]
[168,15,18.2,644.05555555555554]
[168,16,19.100000000000001,221.5]
[168,17,18.5,221.72222222222223]
[168,18,20,143.72222222222223]
[168,19,18.100000000000001,87.638888888888886]
[168,20,18,40.555555555555557]
[168,21,16.2,25.166666666666664]
[168,22,16.100000000000001,0]
[168,23,16.100000000000001,0]
[168,24,15.9,0]
[169,1,15.1,0]
[169,2,14.4,0]
[169,3,14.4,0]
[169,4,13.9,0]
[169,5,13.7,0]
[169,6,15,29.833333333333336]
[169,7,16,9.75]
[169,8,17,107.63888888888889]
[169,9,16.600000000000001,159.02777777777777]
[169,10,16.8,100.83333333333333]
[169,11,17.8,217.75]
[169,12,18.8,310.66666666666669]
[169,13,19,354.88888888888886]
[169,14,18.8,229.52777777777777]
[169,15,20.100000000000001,130.58333333333334]
[169,16,19.5,259.61111111111114]
[169,17,17.7,110]
[169,18,17.5,99.472222222222229]
[169,19,17.5,111.66666666666667]
[169,20,16.5,30.444444444444443]
[169,21,16.100000000000001,17.527777777777779]
[169,22,15.6,0]
[169,23,14.3,0]
[169,24,12.9,0]
[170,1,10.8,0]
[170,2,10,0]
[170,3,9.1999999999999993,0]
[170,4,9.5,0]
[170,5,9.6,0]
[170,6,13.5,44.694444444444443]
[170,7,14.8,87.138888888888886]
[170,8,14.6,224.44444444444446]
[170,9,15.6,254.44444444444446]
[170,10,17.100000000000001,396.38888888888891]
[170,11,17.7,414.16666666666669]
[170,12,18.7,545]
[170,13,19.100000000000001,727.11111111111109]
[170,14,19.2,857]
[170,15,18.899999999999999,805.27777777777783]
[170,16,18.5,607.27777777777771]
[170,17,19.5,498.13888888888886]
[170,18,19.100000000000001,326.75]
[170,19,17.600000000000001,147.80555555555557]
[170,20,16.3,62.222222222222221]
[170,21,15.1,35.722222222222221]
[170,22,14.2,0]
[170,23,12.7,0]
[170,24,10.1,0]
[171,1,9.5,0]
[171,2,9,0]
[171,3,9,0]
[171,4,8.1,0]
[171,5,9.1999999999999993,0]
[171,6,11,46.138888888888886]
[171,7,11.4,56.972222222222221]
[171,8,14.8,216.75]
[171,9,16.7,440.75]
[171,10,18.5,540.47222222222229]
[171,11,17.7,712.58333333333337]
[171,12,19.100000000000001,173.63888888888889]
[171,13,16.7,509.94444444444446]
[171,14,15.3,263.36111111111114]
[171,15,16.100000000000001,341.44444444444446]
[171,16,14.9,226.58333333333334]
[171,17,14.8,129]
[171,18,14.3,90.388888888888886]
[171,19,14.1,68.722222222222229]
[171,20,14.4,56.166666666666664]
[171,21,14,27.083333333333332]
[171,22,13.6,0]
[171,23,13.6,0]
[171,24,13.5,0]
[172,1,12.5,0]
[172,2,11.8,0]
[172,3,11,0]
[172,4,10,0]
[172,5,10,0]
[172,6,11.2,40.361111111111114]
[172,7,13.2,76.222222222222214]
[172,8,13.6,259.91666666666669]
[172,9,14.5,291.33333333333331]
[172,10,15,528.55555555555554]
[172,11,16,420.25]
[172,12,16.5,685.52777777777783]
[172,13,18.399999999999999,884.36111111111109]
[172,14,17.8,735.83333333333337]
[172,15,18.899999999999999,457.38888888888886]
[172,16,19.100000000000001,430.33333333333337]
[172,17,18.600000000000001,371.27777777777777]
[172,18,17.899999999999999,108.61111111111111]
[172,19,14.4,49.027777777777779]
[172,20,14.5,30.5]
[172,21,14,25.555555555555557]
[172,22,13,0]
[172,23,12,0]
[172,24,11.4,0]
[173,1,11.6,0]
[173,2,12.2,0]
[173,3,10.6,0]
[173,4,9.1999999999999993,0]
[173,5,10,8.7222222222222214]
[173,6,10.199999999999999,29.777777777777779]
[173,7,11.1,59.305555555555557]
[173,8,12,98.75]
[173,9,13.9,208]
[173,10,15.8,604.27777777777783]
[173,11,17.899999999999999,541.16666666666663]
[173,12,18,738]
[173,13,17.899999999999999,662.47222222222229]
[173,14,19.399999999999999,593.52777777777771]
[173,15,19.8,717.55555555555554]
[173,16,19.600000000000001,581.30555555555554]
[173,17,19.2,404.30555555555554]
[173,18,18.899999999999999,216.25]
[173,19,20,104.05555555555556]
[173,20,18.100000000000001,76.888888888888886]
[173,21,16.3,25.555555555555557]
[173,22,15.6,0]
[173,23,14.6,0]
[173,24,14.9,0]
[174,1,14.9,0]
[174,2,14.7,0]
[174,3,14.6,0]
[174,4,14.8,0]
[174,5,14.8,0]
[174,6,15.1,29.777777777777779]
[174,7,16.100000000000001,80.972222222222229]
[174,8,17.7,125.05555555555556]
[174,9,19.3,229.72222222222223]
[174,10,20.7,268.33333333333331]
[174,11,21.4,340.27777777777777]
[174,12,22.8,450.8055555555556]
[174,13,22.5,274.25]
[174,14,21.7,284.47222222222217]
[174,15,22,251.69444444444446]
[174,16,21.7,403.22222222222217]
[174,17,22.5,258.75]
[174,18,22.4,221.88888888888889]
[174,19,20,40]
[174,20,20,19.333333333333332]
[174,21,20,9.6111111111111107]
[174,22,19.3,0]
[174,23,19,0]
[174,24,18.3,0]
[175,1,16.8,0]
[175,2,16.399999999999999,0]
[175,3,16.8,0]
[175,4,16.2,0]
[175,5,15.7,0]
[175,6,16.399999999999999,19.138888888888889]
[175,7,17.5,77.5]
[175,8,18.100000000000001,60.527777777777779]
[175,9,18.5,170.69444444444446]
[175,10,18,69.916666666666657]
[175,11,18.5,120.61111111111111]
[175,12,17.100000000000001,198.47222222222223]
[175,13,15.6,92.055555555555543]
[175,14,16.8,121.19444444444444]
[175,15,18.3,259.80555555555554]
[175,16,19.3,335.27777777777777]
[175,17,20.2,254.47222222222223]
[175,18,19.3,297.30555555555554]
[175,19,18.2,114.66666666666667]
[175,20,17.2,89]
[175,21,16.7,30.305555555555554]
[175,22,15.8,0]
[175,23,14.7,0]
[175,24,14.8,0]
[176,1,14.8,0]
[176,2,14.6,0]
[176,3,14.3,0]
[176,4,14.2,0]
[176,5,13.9,0]
[176,6,13.8,19.138888888888889]
[176,7,13.9,39.861111111111114]
[176,8,14.4,69.611111111111114]
[176,9,15,191.88888888888889]
[176,10,15.8,248.11111111111111]
[176,11,15.6,142.63888888888889]
[176,12,16.100000000000001,130.88888888888889]
[176,13,17.600000000000001,298.16666666666669]
[176,14,17.600000000000001,311.13888888888886]
[176,15,17.100000000000001,120.80555555555554]
[176,16,15.8,30.055555555555557]
[176,17,14.6,18.527777777777779]
[176,18,14.2,30.444444444444443]
[176,19,13.7,9.6388888888888893]
[176,20,13.7,0]
[176,21,13.6,0]
[176,22,13.5,0]
[176,23,13.5,0]
[176,24,13.5,0]
[177,1,13.4,0]
[177,2,13.4,0]
[177,3,13.3,0]
[177,4,13.4,0]
[177,5,13.3,0]
[177,6,13.1,37.44444444444445]
[177,7,13.9,80.083333333333343]
[177,8,14.9,156.19444444444443]
[177,9,15.6,218.69444444444443]
[177,10,15.2,186.75]
[177,11,15.9,162.41666666666669]
[177,12,17.600000000000001,360.13888888888891]
[177,13,17.7,608.72222222222229]
[177,14,18.3,747.38888888888891]
[177,15,18.100000000000001,631.83333333333326]
[177,16,18.600000000000001,525.16666666666663]
[177,17,18.7,552.13888888888891]
[177,18,18.8,355.94444444444446]
[177,19,18.100000000000001,164.27777777777777]
[177,20,16.100000000000001,74.555555555555543]
[177,21,13.1,28.666666666666668]
[177,22,10.7,0]
[177,23,9.8000000000000007,0]
[177,24,9.3000000000000007,0]
[178,1,9.1,0]
[178,2,9.6999999999999993,0]
[178,3,11.6,0]
[178,4,12.3,0]
[178,5,12.9,0]
[178,6,13.7,29.694444444444446]
[178,7,14.8,59.222222222222221]
[178,8,15.4,89.805555555555557]
[178,9,14.6,69.861111111111114]
[178,10,15.4,129.66666666666666]
[178,11,15.6,120.61111111111111]
[178,12,15.5,70.277777777777771]
[178,13,15.7,60.833333333333336]
[178,14,15.9,60.805555555555557]
[178,15,14.5,82.111111111111114]
[178,16,16.3,161.80555555555554]
[178,17,16.600000000000001,369.41666666666669]
[178,18,15.5,269.88888888888891]
[178,19,15.9,159.83333333333331]
[178,20,14.5,80.388888888888886]
[178,21,12.4,41.30555555555555]
[178,22,10.5,8.4444444444444446]
[178,23,9.5,0]
[178,24,8.6999999999999993,0]
[179,1,8.4,0]
[179,2,8.1,0]
[179,3,8.1999999999999993,0]
[179,4,8.4,0]
[179,5,8.1999999999999993,0]
[179,6,11.2,38.527777777777771]
[179,7,13.8,66.666666666666671]
[179,8,16.2,242.88888888888889]
[179,9,17.2,439.36111111111114]
[179,10,17.8,554.13888888888891]
[179,11,17.2,551.30555555555554]
[179,12,18.5,660.52777777777783]
[179,13,18.100000000000001,720.80555555555554]
[179,14,18,399.38888888888886]
[179,15,18,521.47222222222217]
[179,16,17.3,489.69444444444446]
[179,17,17.2,371.86111111111114]
[179,18,16.8,326.41666666666663]
[179,19,15.6,162.91666666666666]
[179,20,14.8,71.472222222222229]
[179,21,13.5,38.194444444444443]
[179,22,12.8,0]
[179,23,12.4,0]
[179,24,10.6,0]
[180,1,9.4,0]
[180,2,8.1,0]
[180,3,9.1999999999999993,0]
[180,4,9.6,0]
[180,5,10.1,0]
[180,6,11,9.8888888888888893]
[180,7,12.1,19.277777777777779]
[180,8,14.2,80.861111111111114]
[180,9,16.3,229.69444444444443]
[180,10,17.5,382.08333333333331]
[180,11,18.600000000000001,408.25]
[180,12,17.7,364.88888888888886]
[180,13,18,143.55555555555554]
[180,14,19,284.63888888888891]
[180,15,19.600000000000001,309.66666666666663]
[180,16,20.3,348.44444444444446]
[180,17,20.5,356.61111111111109]
[180,18,19.899999999999999,280.72222222222223]
[180,19,18.899999999999999,153.5]
[180,20,17.600000000000001,80.194444444444443]
[180,21,16,34.694444444444443]
[180,22,14.5,0]
[180,23,13.6,0]
[180,24,14.5,0]
[181,1,14.2,0]
[181,2,13.8,0]
[181,3,12.6,0]
[181,4,13,0]
[181,5,13.2,8.4722222222222214]
[181,6,14,37.222222222222221]
[181,7,15.8,59.166666666666664]
[181,8,17.100000000000001,158.36111111111111]
[181,9,18.899999999999999,220.19444444444446]
[181,10,21.1,491.61111111111109]
[181,11,22.6,614.91666666666663]
[181,12,23.5,866.25]
[181,13,23.2,758.19444444444446]
[181,14,24.3,625.22222222222229]
[181,15,24.1,745.97222222222217]
[181,16,23.2,654.27777777777783]
[181,17,21.8,512.58333333333337]
[181,18,20.8,344.08333333333337]
[181,19,19.7,155.61111111111111]
[181,20,17.8,68.583333333333329]
[181,21,16.3,33.277777777777779]
[181,22,14.2,8.4444444444444446]
[181,23,13.3,0]
[181,24,12.3,0]
[182,1,12.8,0]
[182,2,13.6,0]
[182,3,14,0]
[182,4,13.9,0]
[182,5,13.8,4.7222222222222223]
[182,6,14.8,35.166666666666664]
[182,7,17.399999999999999,71.055555555555557]
[182,8,21.3,242.94444444444446]
[182,9,23.3,435.83333333333331]
[182,10,24.5,612.72222222222229]
[182,11,25.7,766.38888888888891]
[182,12,26.8,874.72222222222217]
[182,13,27.5,912.8611111111112]
[182,14,27.8,873.02777777777783]
[182,15,28.4,659.80555555555566]
[182,16,28.5,648.94444444444434]
[182,17,28.5,469.69444444444446]
[182,18,28.2,282.25]
[182,19,27.3,110.75]
[182,20,25.8,62.333333333333336]
[182,21,22.3,17.638888888888889]
[182,22,20.6,0]
[182,23,20.8,0]
[182,24,20.2,0]
[183,1,19.899999999999999,0]
[183,2,18.8,0]
[183,3,18.3,0]
[183,4,17.600000000000001,0]
[183,5,17.3,4.7222222222222223]
[183,6,18.100000000000001,34.611111111111107]
[183,7,19.5,58.388888888888886]
[183,8,21.4,212.66666666666669]
[183,9,23.4,399.1944444444444]
[183,10,26.3,590.25]
[183,11,27.5,749.69444444444446]
[183,12,29.3,872.44444444444446]
[183,13,30.1,913.19444444444446]
[183,14,30.4,865.30555555555554]
[183,15,30.6,806.94444444444446]
[183,16,31,671.52777777777783]
[183,17,31,469.83333333333337]
[183,18,26.1,277.11111111111114]
[183,19,23.5,119.61111111111111]
[183,20,21.3,69.805555555555557]
[183,21,18.8,15.75]
[183,22,17.600000000000001,0]
[183,23,17,0]
[183,24,16.600000000000001,0]
[184,1,16.5,0]
[184,2,15.3,0]
[184,3,14.2,0]
[184,4,13.7,0]
[184,5,14.1,4.7222222222222223]
[184,6,16.100000000000001,39.75]
[184,7,17.399999999999999,68.833333333333343]
[184,8,19.7,242.25]
[184,9,21.1,442.27777777777777]
[184,10,21.9,656.25]
[184,11,23,818.69444444444446]
[184,12,22.9,948.30555555555554]
[184,13,22.3,932.61111111111109]
[184,14,22.7,895.66666666666674]
[184,15,22.9,777.63888888888891]
[184,16,23.3,659.36111111111109]
[184,17,22.6,488.13888888888886]
[184,18,22.3,337.91666666666669]
[184,19,21.8,140.69444444444446]
[184,20,19.899999999999999,47.083333333333336]
[184,21,17.899999999999999,16.888888888888889]
[184,22,16.3,0]
[184,23,15.3,0]
[184,24,14.9,0]
[185,1,15,0]
[185,2,14.6,0]
[185,3,14.8,0]
[185,4,14.6,0]
[185,5,14.2,2.4722222222222223]
[185,6,14.4,21.222222222222225]
[185,7,14.5,48.527777777777771]
[185,8,14.9,96.416666666666671]
[185,9,16.8,304.13888888888891]
[185,10,19.600000000000001,622.16666666666674]
[185,11,20.9,773.52777777777771]
[185,12,22.7,891.08333333333337]
[185,13,24.2,894.66666666666674]
[185,14,24.4,901.5]
[185,15,24.2,826.08333333333337]
[185,16,25.2,688.83333333333337]
[185,17,25.3,501.97222222222217]
[185,18,24.5,296.16666666666669]
[185,19,24.3,126.38888888888889]
[185,20,22,49.027777777777779]
[185,21,20.2,17.583333333333332]
[185,22,18.7,0]
[185,23,17.2,0]
[185,24,16.8,0]
[186,1,16,0]
[186,2,15.3,0]
[186,3,15.2,0]
[186,4,14.8,0]
[186,5,14.1,4.7222222222222223]
[186,6,15.8,35.861111111111107]
[186,7,17.899999999999999,56.027777777777771]
[186,8,21.2,196.52777777777777]
[186,9,23.6,371.38888888888891]
[186,10,26,537.91666666666663]
[186,11,27.5,686.94444444444446]
[186,12,28.7,809.52777777777783]
[186,13,29.7,853.86111111111109]
[186,14,30.3,874.91666666666663]
[186,15,31.6,828.88888888888891]
[186,16,31.4,675.58333333333326]
[186,17,30.9,474.75]
[186,18,30.3,265.77777777777777]
[186,19,29.3,117.94444444444446]
[186,20,27.8,48.777777777777779]
[186,21,26.2,13.75]
[186,22,25.3,0]
[186,23,24.6,0]
[186,24,23.4,0]
[187,1,21.8,0]
[187,2,20.8,0]
[187,3,20,0]
[187,4,19.100000000000001,0]
[187,5,18.7,4.7222222222222223]
[187,6,18.600000000000001,43.5]
[187,7,19.8,110.66666666666666]
[187,8,20.100000000000001,139.83333333333331]
[187,9,21.1,203.83333333333331]
[187,10,20.8,81.75]
[187,11,22.9,497.0555555555556]
[187,12,24.2,653.5]
[187,13,24.9,628.63888888888891]
[187,14,25.5,613.58333333333337]
[187,15,21.5,113.52777777777777]
[187,16,22.3,232.25]
[187,17,25.4,483.47222222222223]
[187,18,24.6,255.25]
[187,19,24.2,83.388888888888886]
[187,20,23,44.916666666666664]
[187,21,21.1,17.527777777777779]
[187,22,20,0]
[187,23,18.600000000000001,0]
[187,24,17.600000000000001,0]
[188,1,16.7,0]
[188,2,17,0]
[188,3,16.2,0]
[188,4,17.100000000000001,0]
[188,5,17.5,0]
[188,6,16.5,2.5277777777777777]
[188,7,16.7,41.972222222222221]
[188,8,17,74.055555555555557]
[188,9,18.3,175.52777777777777]
[188,10,17.8,110.52777777777777]
[188,11,18,140.25]
[188,12,18.399999999999999,216.66666666666666]
[188,13,19.5,553.05555555555554]
[188,14,20.3,479.25]
[188,15,20.6,400.77777777777777]
[188,16,19.100000000000001,199.38888888888889]
[188,17,18,95.861111111111114]
[188,18,17.5,126.97222222222223]
[188,19,16.7,60.05555555555555]
[188,20,16.2,23.833333333333332]
[188,21,15.8,7.333333333333333]
[188,22,15.4,0]
[188,23,15.3,0]
[188,24,15.1,0]
[189,1,15.1,0]
[189,2,14.9,0]
[189,3,14.7,0]
[189,4,14.2,0]
[189,5,12.5,2.4722222222222223]
[189,6,13,33.055555555555557]
[189,7,14.8,81.722222222222214]
[189,8,15.8,250.77777777777777]
[189,9,16.7,261]
[189,10,17.100000000000001,486.44444444444446]
[189,11,17.7,648.27777777777783]
[189,12,18.3,718.05555555555554]
[189,13,18.7,720.86111111111109]
[189,14,19.100000000000001,866.52777777777783]
[189,15,18.5,822.25]
[189,16,19,545.30555555555554]
[189,17,18,406.16666666666669]
[189,18,18,291.52777777777777]
[189,19,17.399999999999999,149.41666666666666]
[189,20,16.3,63.333333333333336]
[189,21,15,13.666666666666668]
[189,22,13.6,0]
[189,23,13.1,0]
[189,24,12.9,0]
[190,1,12,0]
[190,2,10.199999999999999,0]
[190,3,7.8,0]
[190,4,9.4,0]
[190,5,8.8000000000000007,4.3888888888888893]
[190,6,10,37.75]
[190,7,12.8,75.805555555555543]
[190,8,15.2,255]
[190,9,16.5,473.33333333333331]
[190,10,16.5,549.91666666666663]
[190,11,18,732.11111111111109]
[190,12,17.7,587.41666666666663]
[190,13,18.5,698.27777777777783]
[190,14,19,604.44444444444446]
[190,15,19.399999999999999,728.25]
[190,16,18.899999999999999,427]
[190,17,19.8,516.11111111111109]
[190,18,19.3,345.83333333333331]
[190,19,18,119.52777777777779]
[190,20,17,56.027777777777771]
[190,21,16.3,17.305555555555554]
[190,22,14.4,0]
[190,23,12.5,0]
[190,24,11.3,0]
[191,1,10,0]
[191,2,10,0]
[191,3,9.6999999999999993,0]
[191,4,8.5,0]
[191,5,8,4.7222222222222223]
[191,6,9.3000000000000007,36.611111111111114]
[191,7,13.4,93.305555555555543]
[191,8,15.8,198.41666666666666]
[191,9,18,410.38888888888891]
[191,10,19.899999999999999,608.91666666666663]
[191,11,20.7,756.97222222222217]
[191,12,21.5,879.69444444444446]
[191,13,22.3,897.55555555555554]
[191,14,23.5,835.61111111111109]
[191,15,22.7,770.11111111111109]
[191,16,22.9,638.55555555555566]
[191,17,22.6,453]
[191,18,21.5,225.77777777777777]
[191,19,20.100000000000001,115.36111111111111]
[191,20,18.8,36.75]
[191,21,17.600000000000001,7.3055555555555554]
[191,22,17.399999999999999,0]
[191,23,17.600000000000001,0]
[191,24,17.7,0]
[192,1,17.5,0]
[192,2,17.2,0]
[192,3,16.2,0]
[192,4,15.7,0]
[192,5,15.7,0]
[192,6,16,12.194444444444445]
[192,7,16,28.527777777777779]
[192,8,16.600000000000001,74.027777777777771]
[192,9,16.8,88.555555555555557]
[192,10,16.3,96.055555555555557]
[192,11,17,157.66666666666669]
[192,12,18,211.69444444444446]
[192,13,17.5,104.19444444444446]
[192,14,17.7,143.55555555555554]
[192,15,17.7,101.38888888888889]
[192,16,17.3,89.027777777777771]
[192,17,17.2,84.027777777777771]
[192,18,16.8,42]
[192,19,16.5,28.472222222222221]
[192,20,16.7,30.388888888888889]
[192,21,16.3,17.222222222222221]
[192,22,15.6,0]
[192,23,14.9,0]
[192,24,15.4,0]
[193,1,15.3,0]
[193,2,15.1,0]
[193,3,15,0]
[193,4,14.8,0]
[193,5,14.7,0]
[193,6,15.2,16.722222222222221]
[193,7,16.100000000000001,74.666666666666671]
[193,8,16.8,105.1111111111111]
[193,9,17.100000000000001,112.05555555555554]
[193,10,16.399999999999999,103.25]
[193,11,16.2,180.2222222222222]
[193,12,16.8,163.38888888888891]
[193,13,18,468.88888888888891]
[193,14,18.7,644.02777777777783]
[193,15,18.899999999999999,300.41666666666669]
[193,16,18.399999999999999,289.94444444444446]
[193,17,18.8,336.19444444444446]
[193,18,18,198.5]
[193,19,17.7,102.08333333333333]
[193,20,16.600000000000001,23.805555555555557]
[193,21,16.5,7.2777777777777777]
[193,22,16.100000000000001,0]
[193,23,15.7,0]
[193,24,15.5,0]
[194,1,15.3,0]
[194,2,15.3,0]
[194,3,15.2,0]
[194,4,15.2,0]
[194,5,15.2,0]
[194,6,15.1,12.194444444444445]
[194,7,15.8,58.777777777777779]
[194,8,16.5,146.08333333333331]
[194,9,17.399999999999999,242.5]
[194,10,17.2,208.80555555555557]
[194,11,18,187.08333333333334]
[194,12,19,366.88888888888886]
[194,13,17.399999999999999,48.916666666666664]
[194,14,17.5,67.888888888888886]
[194,15,19.5,349.30555555555554]
[194,16,19.899999999999999,511.22222222222223]
[194,17,20.3,253.94444444444446]
[194,18,19.7,95.083333333333343]
[194,19,19.100000000000001,42.194444444444443]
[194,20,18.600000000000001,14.611111111111111]
[194,21,17.5,4.9722222222222214]
[194,22,15.7,0]
[194,23,14.4,0]
[194,24,13.2,0]
[195,1,12.6,0]
[195,2,12.5,0]
[195,3,12.3,0]
[195,4,11.4,0]
[195,5,11.9,2.4722222222222223]
[195,6,12.5,42.222222222222221]
[195,7,14.9,105.16666666666667]
[195,8,16.600000000000001,187.63888888888889]
[195,9,18.8,327.27777777777777]
[195,10,20,424.63888888888891]
[195,11,21.4,737.44444444444446]
[195,12,21.8,777.25]
[195,13,22.3,748.63888888888891]
[195,14,22.8,578.47222222222217]
[195,15,23.5,583.91666666666663]
[195,16,23.4,373]
[195,17,22.7,146.22222222222223]
[195,18,22.4,113.44444444444444]
[195,19,22.2,81.444444444444443]
[195,20,21.3,25.972222222222221]
[195,21,20.7,9.4166666666666661]
[195,22,20.399999999999999,0]
[195,23,20.2,0]
[195,24,20.3,0]
[196,1,19.600000000000001,0]
[196,2,19.100000000000001,0]
[196,3,18.8,0]
[196,4,18.399999999999999,0]
[196,5,17.7,0]
[196,6,17.899999999999999,28.833333333333332]
[196,7,17.899999999999999,41.833333333333329]
[196,8,18.600000000000001,74]
[196,9,19.3,126.22222222222221]
[196,10,20.100000000000001,164.16666666666666]
[196,11,19.100000000000001,190.47222222222223]
[196,12,19,204.19444444444446]
[196,13,19,243.75]
[196,14,19.5,217.44444444444443]
[196,15,18.7,74.8888888888889]
[196,16,17.2,46.333333333333336]
[196,17,16.899999999999999,62.777777777777779]
[196,18,17,44.305555555555557]
[196,19,15.8,19.111111111111111]
[196,20,16.100000000000001,19.25]
[196,21,15.8,2.5277777777777777]
[196,22,15.3,0]
[196,23,14.9,0]
[196,24,14.2,0]
[197,1,14.3,0]
[197,2,14.6,0]
[197,3,13.7,0]
[197,4,14.4,0]
[197,5,14.7,0]
[197,6,14.6,24.888888888888886]
[197,7,15.3,68.583333333333329]
[197,8,15.6,80.694444444444443]
[197,9,17,224.02777777777777]
[197,10,17.7,433.3055555555556]
[197,11,18.899999999999999,517.66666666666663]
[197,12,20.6,804.80555555555566]
[197,13,21.1,1014.1944444444445]
[197,14,21.1,676.02777777777771]
[197,15,22.6,866.63888888888891]
[197,16,18.600000000000001,323.58333333333337]
[197,17,20.399999999999999,513.86111111111109]
[197,18,20.100000000000001,242.19444444444443]
[197,19,19.8,124.38888888888889]
[197,20,18.899999999999999,50]
[197,21,17.600000000000001,16.694444444444446]
[197,22,16.8,0]
[197,23,16.399999999999999,0]
[197,24,15.1,0]
[198,1,14.3,0]
[198,2,14.1,0]
[198,3,13.6,0]
[198,4,13.3,0]
[198,5,13,0]
[198,6,13.4,16.583333333333336]
[198,7,13.4,50.333333333333329]
[198,8,13.7,100.63888888888889]
[198,9,14.8,361.47222222222223]
[198,10,15.4,339.94444444444446]
[198,11,16.5,437.9444444444444]
[198,12,17.399999999999999,442.9444444444444]
[198,13,17.3,457.30555555555554]
[198,14,16.8,370.58333333333331]
[198,15,18.3,571]
[198,16,18.100000000000001,352.33333333333337]
[198,17,19.2,186.0277777777778]
[198,18,17.8,175.13888888888889]
[198,19,16.5,62.166666666666671]
[198,20,15.6,54.777777777777771]
[198,21,14.9,16.555555555555557]
[198,22,14.2,0]
[198,23,13.9,0]
[198,24,13.2,0]
[199,1,12.1,0]
[199,2,12.4,0]
[199,3,12.5,0]
[199,4,13.2,0]
[199,5,13.3,2.4722222222222223]
[199,6,14.1,22.805555555555554]
[199,7,14.6,60.555555555555557]
[199,8,15.1,100.63888888888889]
[199,9,16.5,147.61111111111111]
[199,10,16,147.05555555555554]
[199,11,16.3,172.91666666666666]
[199,12,17.100000000000001,400.4444444444444]
[199,13,17.3,254.61111111111111]
[199,14,18,297.27777777777777]
[199,15,18.399999999999999,425.25]
[199,16,19,477.63888888888891]
[199,17,17.600000000000001,258.33333333333331]
[199,18,17.5,259.61111111111114]
[199,19,17.399999999999999,140.22222222222223]
[199,20,16.100000000000001,56.222222222222221]
[199,21,15.5,7.166666666666667]
[199,22,14.2,0]
[199,23,13.8,0]
[199,24,14.7,0]
[200,1,13.7,0]
[200,2,13.3,0]
[200,3,13.3,0]
[200,4,13.5,0]
[200,5,13.6,0]
[200,6,14,38.111111111111107]
[200,7,14.7,68.361111111111114]
[200,8,16,135.30555555555557]
[200,9,17.5,328.86111111111114]
[200,10,18.399999999999999,557.11111111111109]
[200,11,17.7,341.44444444444446]
[200,12,18.3,243.55555555555554]
[200,13,19.100000000000001,440.61111111111114]
[200,14,17.2,184.16666666666666]
[200,15,17.600000000000001,240.41666666666666]
[200,16,18.399999999999999,177.52777777777777]
[200,17,16.7,115.05555555555556]
[200,18,17.2,74.388888888888886]
[200,19,15.1,26.111111111111111]
[200,20,15.8,21.5]
[200,21,16.100000000000001,4.9166666666666661]
[200,22,16.5,0]
[200,23,15.9,0]
[200,24,15.7,0]
[201,1,15.5,0]
[201,2,15.3,0]
[201,3,14.6,0]
[201,4,14.5,0]
[201,5,14,0]
[201,6,13.7,30.138888888888889]
[201,7,14.5,78.055555555555557]
[201,8,14.3,93.777777777777786]
[201,9,15.8,242.94444444444446]
[201,10,16.600000000000001,249.91666666666669]
[201,11,15.8,405.13888888888891]
[201,12,16.600000000000001,222.69444444444446]
[201,13,18.2,544.36111111111109]
[201,14,17.8,493.33333333333331]
[201,15,18.7,397.55555555555554]
[201,16,17.7,101.08333333333333]
[201,17,18.100000000000001,308.72222222222223]
[201,18,18.399999999999999,342.88888888888891]
[201,19,19.100000000000001,167.11111111111111]
[201,20,17.3,59.027777777777779]
[201,21,15.3,12.888888888888889]
[201,22,14.8,0]
[201,23,14.8,0]
[201,24,14.3,0]
[202,1,14.5,0]
[202,2,14.6,0]
[202,3,14,0]
[202,4,13.2,0]
[202,5,13.2,0]
[202,6,13.2,16.472222222222221]
[202,7,13.9,45.972222222222221]
[202,8,14.5,98.416666666666671]
[202,9,15.7,114.55555555555554]
[202,10,16.899999999999999,223.9722222222222]
[202,11,16.600000000000001,195.97222222222223]
[202,12,17.100000000000001,281.11111111111109]
[202,13,17.8,247]
[202,14,17.899999999999999,283.36111111111114]
[202,15,18.899999999999999,477.55555555555554]
[202,16,19.2,675.80555555555554]
[202,17,18.600000000000001,379.75]
[202,18,18.100000000000001,160.86111111111111]
[202,19,17.8,120.47222222222221]
[202,20,16.899999999999999,52.055555555555557]
[202,21,16,11.027777777777779]
[202,22,15,0]
[202,23,14.3,0]
[202,24,13.3,0]
[203,1,13.4,0]
[203,2,12.8,0]
[203,3,12.5,0]
[203,4,12,0]
[203,5,11.8,0]
[203,6,12.6,24.416666666666668]
[203,7,13,35.138888888888886]
[203,8,14.4,127.27777777777777]
[203,9,15.4,199.36111111111111]
[203,10,16.899999999999999,383.41666666666663]
[203,11,17.399999999999999,394.41666666666669]
[203,12,13.9,77.333333333333329]
[203,13,15.6,184.44444444444446]
[203,14,16.3,179.19444444444446]
[203,15,17,264.61111111111114]
[203,16,17.100000000000001,378.88888888888891]
[203,17,16.100000000000001,284.19444444444446]
[203,18,15.6,106.72222222222221]
[203,19,15.4,105.22222222222223]
[203,20,14.5,51.555555555555557]
[203,21,13.6,12.611111111111111]
[203,22,13,0]
[203,23,13.1,0]
[203,24,11.9,0]
[204,1,11.3,0]
[204,2,10.3,0]
[204,3,11.7,0]
[204,4,11.1,0]
[204,5,10.6,0]
[204,6,10.6,21.083333333333336]
[204,7,12.3,63]
[204,8,14,232.44444444444443]
[204,9,14.8,358.47222222222223]
[204,10,15.7,656.91666666666674]
[204,11,15.2,387.80555555555554]
[204,12,16.5,771.80555555555554]
[204,13,16.899999999999999,665.13888888888891]
[204,14,16.2,766.52777777777783]
[204,15,17.2,770.08333333333337]
[204,16,17.100000000000001,732.02777777777783]
[204,17,17.100000000000001,583]
[204,18,16.600000000000001,355.41666666666669]
[204,19,15.8,150.2222222222222]
[204,20,14.3,47.222222222222221]
[204,21,12.6,10.833333333333334]
[204,22,11.9,0]
[204,23,11.6,0]
[204,24,11.5,0]
[205,1,10.6,0]
[205,2,11.4,0]
[205,3,12.1,0]
[205,4,11.9,0]
[205,5,10.9,0]
[205,6,11.6,22.777777777777779]
[205,7,12.1,60.916666666666671]
[205,8,14.6,207.02777777777777]
[205,9,15.9,372.27777777777777]
[205,10,16.8,446.55555555555554]
[205,11,17.100000000000001,689.1111111111112]
[205,12,17,336.33333333333331]
[205,13,17.7,300.52777777777783]
[205,14,17.7,560.52777777777783]
[205,15,18.899999999999999,770.86111111111109]
[205,16,18.7,768.55555555555566]
[205,17,18.8,563.25]
[205,18,17.7,356.58333333333337]
[205,19,17.2,149.27777777777777]
[205,20,15.6,47.055555555555557]
[205,21,13.8,8.9444444444444446]
[205,22,12.3,0]
[205,23,10.6,0]
[205,24,9.1999999999999993,0]
[206,1,8.8000000000000007,0]
[206,2,7.7,0]
[206,3,6.9,0]
[206,4,6.6,0]
[206,5,6.2,0]
[206,6,7.1,20.333333333333336]
[206,7,11.1,77.138888888888886]
[206,8,13.3,158]
[206,9,15.7,322.02777777777777]
[206,10,16.100000000000001,328.05555555555554]
[206,11,17.3,511.05555555555554]
[206,12,18.2,720.08333333333337]
[206,13,17.7,628.86111111111109]
[206,14,17.100000000000001,391.36111111111114]
[206,15,16.8,300.25]
[206,16,16.8,177.94444444444446]
[206,17,16.3,139.44444444444446]
[206,18,16.3,125.27777777777777]
[206,19,15.8,64.166666666666671]
[206,20,15.1,21.388888888888889]
[206,21,14.5,4.8055555555555554]
[206,22,14.4,0]
[206,23,14.6,0]
[206,24,14.5,0]
[207,1,13.9,0]
[207,2,13.9,0]
[207,3,14.1,0]
[207,4,13.9,0]
[207,5,13.9,0]
[207,6,13.9,9.7222222222222214]
[207,7,14.2,35.055555555555557]
[207,8,14.3,62.611111111111114]
[207,9,14.7,95.75]
[207,10,14.8,172.33333333333331]
[207,11,15.4,155.69444444444446]
[207,12,14.9,143.66666666666669]
[207,13,16.3,307.27777777777777]
[207,14,14.6,166.61111111111109]
[207,15,14.9,181.44444444444446]
[207,16,14.6,147.86111111111109]
[207,17,14.4,132.19444444444443]
[207,18,14.2,72.055555555555543]
[207,19,14.5,44.333333333333329]
[207,20,13.7,7.4166666666666661]
[207,21,13.3,2.5]
[207,22,13,0]
[207,23,12.8,0]
[207,24,12.7,0]
[208,1,12.7,0]
[208,2,12.9,0]
[208,3,13,0]
[208,4,13.2,0]
[208,5,13.2,0]
[208,6,13.3,11.944444444444445]
[208,7,13.8,57.638888888888886]
[208,8,13.8,69.388888888888886]
[208,9,13.6,93.388888888888886]
[208,10,14.8,197.69444444444446]
[208,11,14.8,193.94444444444446]
[208,12,12.8,166.4722222222222]
[208,13,13.1,156.58333333333334]
[208,14,12.8,84.638888888888886]
[208,15,13.4,163.66666666666669]
[208,16,13.4,91.444444444444443]
[208,17,13.3,41.583333333333329]
[208,18,13.9,67.416666666666657]
[208,19,14.3,28.388888888888889]
[208,20,14.6,14.555555555555555]
[208,21,15.1,2.5]
[208,22,15.3,0]
[208,23,15.2,0]
[208,24,15.4,0]
[209,1,15.1,0]
[209,2,15.2,0]
[209,3,15.5,0]
[209,4,15.5,0]
[209,5,15.6,0]
[209,6,15.6,9.6944444444444446]
[209,7,16,41.472222222222229]
[209,8,16.3,71.638888888888886]
[209,9,17.7,305.66666666666669]
[209,10,18.100000000000001,330.08333333333331]
[209,11,19.5,530.66666666666674]
[209,12,20.100000000000001,453.44444444444446]
[209,13,21.3,591.19444444444446]
[209,14,21.9,933.94444444444434]
[209,15,22.5,778.97222222222229]
[209,16,23.1,678.47222222222217]
[209,17,22.2,498.80555555555554]
[209,18,21.5,311.05555555555554]
[209,19,20.6,118.36111111111111]
[209,20,19.8,41.722222222222221]
[209,21,18.100000000000001,6.75]
[209,22,17.399999999999999,0]
[209,23,16.899999999999999,0]
[209,24,16.600000000000001,0]
[210,1,16.3,0]
[210,2,15.9,0]
[210,3,16,0]
[210,4,15.5,0]
[210,5,15.3,0]
[210,6,15,7.3611111111111107]
[210,7,15,32.777777777777779]
[210,8,14.9,80.583333333333343]
[210,9,15.5,158.05555555555554]
[210,10,16.2,270.80555555555554]
[210,11,16.3,214.91666666666669]
[210,12,16.8,252.91666666666666]
[210,13,17.2,352.83333333333337]
[210,14,17.100000000000001,299.52777777777777]
[210,15,17.899999999999999,426.02777777777777]
[210,16,17.3,293.88888888888891]
[210,17,16.899999999999999,265.72222222222223]
[210,18,16.399999999999999,153.36111111111111]
[210,19,16.2,89.194444444444457]
[210,20,15.8,31.916666666666668]
[210,21,15.3,4.7222222222222223]
[210,22,15,0]
[210,23,14.6,0]
[210,24,14.5,0]
[211,1,14.4,0]
[211,2,14.3,0]
[211,3,14.6,0]
[211,4,14.6,0]
[211,5,14.7,0]
[211,6,14.4,11.833333333333334]
[211,7,14.7,49.722222222222221]
[211,8,14.5,80.583333333333343]
[211,9,15.2,146.08333333333331]
[211,10,16.100000000000001,226.5]
[211,11,16.3,186.5]
[211,12,16,179.44444444444446]
[211,13,16.899999999999999,283.44444444444446]
[211,14,16.8,216.13888888888889]
[211,15,17.2,252.66666666666669]
[211,16,17.100000000000001,209.25]
[211,17,17.3,181.91666666666666]
[211,18,17.7,199.27777777777777]
[211,19,17.5,85.055555555555557]
[211,20,17,37.722222222222229]
[211,21,15.2,4.7222222222222223]
[211,22,14.9,0]
[211,23,15.3,0]
[211,24,14.3,0]
[212,1,13.7,0]
[212,2,13.3,0]
[212,3,12.2,0]
[212,4,12.1,0]
[212,5,11.5,0]
[212,6,11.1,17.833333333333336]
[212,7,13.1,64.5]
[212,8,15.3,201.36111111111111]
[212,9,16.3,331.97222222222217]
[212,10,16.8,457.86111111111109]
[212,11,17.3,551.19444444444446]
[212,12,18.7,705.63888888888891]
[212,13,19.5,954]
[212,14,20.100000000000001,961.75]
[212,15,20.6,802.72222222222229]
[212,16,21.1,676.83333333333326]
[212,17,21.5,481.77777777777783]
[212,18,20.9,303.08333333333331]
[212,19,20,123.22222222222223]
[212,20,18.899999999999999,47.888888888888893]
[212,21,17.399999999999999,6.7222222222222223]
[212,22,16.3,0]
[212,23,15.6,0]
[212,24,14,0]
[213,1,14.6,0]
[213,2,15.1,0]
[213,3,15.3,0]
[213,4,15,0]
[213,5,14.4,0]
[213,6,14.8,15.805555555555555]
[213,7,15.6,19.166666666666668]
[213,8,16.5,73.833333333333343]
[213,9,17.399999999999999,134.19444444444446]
[213,10,18.3,160.33333333333334]
[213,11,20.399999999999999,495.63888888888886]
[213,12,20.8,607.58333333333337]
[213,13,20.5,348.44444444444446]
[213,14,19.899999999999999,319.5555555555556]
[213,15,20.399999999999999,606.47222222222229]
[213,16,20.3,559.36111111111109]
[213,17,20.100000000000001,427.38888888888886]
[213,18,19.2,220.27777777777777]
[213,19,17.8,104.94444444444444]
[213,20,17.2,35.611111111111107]
[213,21,16.5,2.4722222222222223]
[213,22,15.3,0]
[213,23,14.3,0]
[213,24,12.4,0]
[214,1,11.7,0]
[214,2,12.3,0]
[214,3,11.9,0]
[214,4,12.6,0]
[214,5,12.9,0]
[214,6,13.3,7.3055555555555554]
[214,7,13.7,30.472222222222221]
[214,8,14.8,130.05555555555554]
[214,9,16.600000000000001,269.16666666666669]
[214,10,17.5,321.05555555555554]
[214,11,18.100000000000001,347.08333333333331]
[214,12,18.7,371.66666666666669]
[214,13,18.5,529.66666666666663]
[214,14,20.100000000000001,504.47222222222217]
[214,15,19.5,123.66666666666666]
[214,16,20,225.47222222222223]
[214,17,19.2,164.7777777777778]
[214,18,18.5,106.38888888888889]
[214,19,18.8,139.13888888888889]
[214,20,16.5,42.416666666666664]
[214,21,14.3,4.7222222222222223]
[214,22,12.9,0]
[214,23,11,0]
[214,24,9.8000000000000007,0]
[215,1,9.6999999999999993,0]
[215,2,8,0]
[215,3,7.3,0]
[215,4,7.1,0]
[215,5,5.8,0]
[215,6,7.1,16.972222222222221]
[215,7,11.5,57.944444444444443]
[215,8,15.5,227.55555555555557]
[215,9,17.399999999999999,450.41666666666669]
[215,10,18.600000000000001,620.66666666666674]
[215,11,18.600000000000001,489.72222222222223]
[215,12,19.3,450.91666666666663]
[215,13,19.5,401.13888888888886]
[215,14,19.7,522.55555555555554]
[215,15,19.899999999999999,762.08333333333337]
[215,16,19.899999999999999,426]
[215,17,19.399999999999999,154.91666666666669]
[215,18,19.100000000000001,86.083333333333329]
[215,19,18.600000000000001,44.194444444444443]
[215,20,18,4.9722222222222214]
[215,21,17.2,0]
[215,22,16.5,0]
[215,23,15.6,0]
[215,24,15.1,0]
[216,1,14.9,0]
[216,2,15.1,0]
[216,3,15.1,0]
[216,4,15.1,0]
[216,5,14.4,0]
[216,6,14.2,2.5277777777777777]
[216,7,14.2,12.111111111111111]
[216,8,13.6,23.472222222222221]
[216,9,13.8,105.5]
[216,10,14.9,211.97222222222223]
[216,11,15.6,106.22222222222221]
[216,12,16.600000000000001,99.138888888888886]
[216,13,19.100000000000001,409.02777777777777]
[216,14,19.7,146.63888888888889]
[216,15,20.7,126.19444444444444]
[216,16,21.7,291.83333333333331]
[216,17,21.5,122.88888888888889]
[216,18,20.9,72.083333333333329]
[216,19,21.1,88.722222222222214]
[216,20,15.6,7.4166666666666661]
[216,21,16.399999999999999,0]
[216,22,15.8,0]
[216,23,14.4,0]
[216,24,14.4,0]
[217,1,14.5,0]
[217,2,14.5,0]
[217,3,14.6,0]
[217,4,14.5,0]
[217,5,15.1,0]
[217,6,15.3,4.9444444444444446]
[217,7,15.5,23.694444444444443]
[217,8,15.2,23.472222222222221]
[217,9,15.2,32.277777777777779]
[217,10,15.1,72.138888888888886]
[217,11,15.9,133.55555555555557]
[217,12,16,133.91666666666669]
[217,13,16.100000000000001,89.5]
[217,14,17.399999999999999,424.5555555555556]
[217,15,18.100000000000001,462.27777777777777]
[217,16,17.8,425.5]
[217,17,17.3,409.61111111111109]
[217,18,17.5,256.52777777777777]
[217,19,16.5,126.66666666666667]
[217,20,15.2,35.583333333333329]
[217,21,13.6,2.4722222222222223]
[217,22,11.7,0]
[217,23,11.2,0]
[217,24,10.4,0]
[218,1,9.6999999999999993,0]
[218,2,9.5,0]
[218,3,7.4,0]
[218,4,6.5,0]
[218,5,6,0]
[218,6,7,13.166666666666666]
[218,7,10.3,59.083333333333329]
[218,8,12.8,239.66666666666666]
[218,9,16.100000000000001,464.80555555555554]
[218,10,16.3,363.02777777777783]
[218,11,17.2,397.55555555555554]
[218,12,17.399999999999999,660.16666666666663]
[218,13,17.5,609]
[218,14,19.2,832.94444444444446]
[218,15,18.8,455.02777777777777]
[218,16,19.100000000000001,595.72222222222217]
[218,17,19.5,500.05555555555554]
[218,18,18,190.97222222222223]
[218,19,18,118.38888888888889]
[218,20,16.600000000000001,38.111111111111107]
[218,21,13.6,2.4722222222222223]
[218,22,12.6,0]
[218,23,11.5,0]
[218,24,11.4,0]
[219,1,10.7,0]
[219,2,10.199999999999999,0]
[219,3,9.3000000000000007,0]
[219,4,9.1999999999999993,0]
[219,5,9.1999999999999993,0]
[219,6,9.8000000000000007,12.583333333333332]
[219,7,12.2,50.083333333333336]
[219,8,14.5,213.88888888888889]
[219,9,16.8,438.94444444444446]
[219,10,18.899999999999999,653.61111111111109]
[219,11,19.5,824.5]
[219,12,20.100000000000001,954.27777777777783]
[219,13,21,1000.8055555555555]
[219,14,21.7,946.44444444444434]
[219,15,22.1,859.27777777777783]
[219,16,21.9,630.47222222222217]
[219,17,22.1,378.02777777777783]
[219,18,21.8,265.80555555555554]
[219,19,20.5,107.22222222222223]
[219,20,19.100000000000001,25.111111111111114]
[219,21,18.2,2.4722222222222223]
[219,22,16.899999999999999,0]
[219,23,16.899999999999999,0]
[219,24,16.2,0]
[220,1,16.3,0]
[220,2,16.2,0]
[220,3,16.3,0]
[220,4,16.100000000000001,0]
[220,5,15.7,0]
[220,6,15.8,2.5277777777777777]
[220,7,16.399999999999999,28.111111111111111]
[220,8,17.100000000000001,48.833333333333336]
[220,9,18.2,112.94444444444446]
[220,10,18.399999999999999,256.91666666666669]
[220,11,20,657.69444444444434]
[220,12,19.8,607.55555555555554]
[220,13,21.2,510.75]
[220,14,19.7,504.5555555555556]
[220,15,19.399999999999999,297.44444444444446]
[220,16,20.3,413.33333333333331]
[220,17,20.100000000000001,325.72222222222217]
[220,18,19,144.27777777777777]
[220,19,16.899999999999999,132.41666666666666]
[220,20,17.2,44.444444444444443]
[220,21,16.2,2.4722222222222223]
[220,22,15.4,0]
[220,23,16.399999999999999,0]
[220,24,15.8,0]
[221,1,15.2,0]
[221,2,14.7,0]
[221,3,14.6,0]
[221,4,14.1,0]
[221,5,14.1,0]
[221,6,15,2.5]
[221,7,14.3,21.361111111111114]
[221,8,16.3,102.91666666666667]
[221,9,16.8,278.66666666666669]
[221,10,18.8,432.5]
[221,11,19,743.52777777777771]
[221,12,19.899999999999999,828.36111111111109]
[221,13,19.100000000000001,640.75]
[221,14,20.100000000000001,807.77777777777783]
[221,15,20.2,368.63888888888886]
[221,16,21,514.16666666666663]
[221,17,20.100000000000001,439.58333333333331]
[221,18,19.100000000000001,249.52777777777777]
[221,19,18,98.333333333333329]
[221,20,17.100000000000001,26.888888888888889]
[221,21,16.399999999999999,0]
[221,22,15.9,0]
[221,23,15.3,0]
[221,24,15,0]
[222,1,15,0]
[222,2,14.5,0]
[222,3,14,0]
[222,4,13.4,0]
[222,5,13.8,0]
[222,6,13.5,4.8611111111111107]
[222,7,14.3,38.75]
[222,8,15.1,110.05555555555556]
[222,9,13.8,29.888888888888886]
[222,10,14.7,91.444444444444443]
[222,11,15.5,203.63888888888889]
[222,12,17.399999999999999,461.86111111111114]
[222,13,17.899999999999999,895.91666666666674]
[222,14,18.5,924.08333333333326]
[222,15,18.600000000000001,794.08333333333326]
[222,16,14.5,91.5]
[222,17,14.9,190.69444444444446]
[222,18,14.4,146.94444444444446]
[222,19,12.4,71.972222222222229]
[222,20,13.3,42.055555555555557]
[222,21,11.8,4.7222222222222223]
[222,22,12,0]
[222,23,12.2,0]
[222,24,11.3,0]
[223,1,11.9,0]
[223,2,11.9,0]
[223,3,11.8,0]
[223,4,12.1,0]
[223,5,12.1,0]
[223,6,11.4,4.8611111111111107]
[223,7,12.8,57.861111111111114]
[223,8,15,222.52777777777777]
[223,9,16.100000000000001,378.27777777777777]
[223,10,14.6,111.08333333333333]
[223,11,15.4,106.33333333333334]
[223,12,15.3,134.11111111111111]
[223,13,16.2,201.80555555555554]
[223,14,16.2,209.72222222222223]
[223,15,15.2,121.38888888888889]
[223,16,15.3,93.944444444444443]
[223,17,15,98.722222222222214]
[223,18,14.3,34.75]
[223,19,14.2,21.333333333333332]
[223,20,14.3,18.583333333333336]
[223,21,13.2,2.4722222222222223]
[223,22,13.1,0]
[223,23,12.2,0]
[223,24,12,0]
[224,1,11.2,0]
[224,2,11.3,0]
[224,3,10.1,0]
[224,4,9.1999999999999993,0]
[224,5,11.2,0]
[224,6,11.9,7]
[224,7,11.8,28.027777777777779]
[224,8,12.2,87.25]
[224,9,13.6,123.02777777777777]
[224,10,14.8,182.36111111111111]
[224,11,13.9,101.41666666666667]
[224,12,14.2,94.222222222222214]
[224,13,14.4,91.888888888888886]
[224,14,14.6,84.527777777777786]
[224,15,14.8,48.416666666666671]
[224,16,15.1,36.638888888888893]
[224,17,15.7,34.388888888888886]
[224,18,16.399999999999999,67.416666666666657]
[224,19,16.8,61.25]
[224,20,16.5,16.388888888888889]
[224,21,15.7,0]
[224,22,15,0]
[224,23,14.7,0]
[224,24,14.7,0]
[225,1,14.2,0]
[225,2,14.1,0]
[225,3,14,0]
[225,4,14.5,0]
[225,5,14.6,0]
[225,6,14.5,2.5]
[225,7,15,25.805555555555557]
[225,8,15.1,67]
[225,9,15.8,125.61111111111111]
[225,10,16,146.38888888888889]
[225,11,16.7,167.30555555555554]
[225,12,17.600000000000001,371.05555555555554]
[225,13,18.3,435.33333333333337]
[225,14,19.399999999999999,507.19444444444446]
[225,15,19.7,488.3055555555556]
[225,16,20,574.25]
[225,17,19.899999999999999,344.75]
[225,18,19.600000000000001,142.86111111111109]
[225,19,19.2,75.694444444444443]
[225,20,18.600000000000001,18.444444444444446]
[225,21,18,2.4722222222222223]
[225,22,17.7,0]
[225,23,17.2,0]
[225,24,16.399999999999999,0]
[226,1,15,0]
[226,2,14.5,0]
[226,3,14.7,0]
[226,4,14.7,0]
[226,5,14.2,0]
[226,6,14.1,8.7777777777777786]
[226,7,15.9,58.055555555555557]
[226,8,18.5,208.94444444444446]
[226,9,20.8,406.66666666666669]
[226,10,22.3,616.05555555555566]
[226,11,23,812.38888888888891]
[226,12,25,935.3611111111112]
[226,13,25.3,954.97222222222229]
[226,14,25.7,952.83333333333326]
[226,15,25.8,824.5]
[226,16,25.4,657.88888888888891]
[226,17,24.7,345]
[226,18,23.6,145.30555555555557]
[226,19,22.4,65.305555555555557]
[226,20,21.3,16.277777777777779]
[226,21,20.399999999999999,0]
[226,22,19.3,0]
[226,23,18.3,0]
[226,24,17.399999999999999,0]
[227,1,16.100000000000001,0]
[227,2,15.6,0]
[227,3,15.8,0]
[227,4,15.5,0]
[227,5,14.9,0]
[227,6,15.8,6.8333333333333339]
[227,7,17.2,45.5]
[227,8,20.2,180.58333333333334]
[227,9,22.4,420.22222222222223]
[227,10,23,602.94444444444446]
[227,11,23.4,809.1111111111112]
[227,12,23.6,666.27777777777771]
[227,13,23.5,650.63888888888891]
[227,14,24.2,849.05555555555554]
[227,15,25,707.27777777777771]
[227,16,25.1,443.19444444444446]
[227,17,26,514.66666666666663]
[227,18,26,257.47222222222223]
[227,19,24.8,90.138888888888886]
[227,20,21,24.027777777777779]
[227,21,19.3,0]
[227,22,18.7,0]
[227,23,18.7,0]
[227,24,17.5,0]
[228,1,17.899999999999999,0]
[228,2,17.2,0]
[228,3,17.2,0]
[228,4,16.5,0]
[228,5,15.5,0]
[228,6,16.5,4.7222222222222223]
[228,7,17.5,41.5]
[228,8,19.7,175.11111111111111]
[228,9,21.6,350.58333333333331]
[228,10,22.5,552.44444444444446]
[228,11,23.6,720.05555555555554]
[228,12,24.1,863.86111111111109]
[228,13,24.5,914.33333333333326]
[228,14,24.6,895.41666666666663]
[228,15,25.2,660.33333333333326]
[228,16,24.2,478.66666666666669]
[228,17,25.1,428.97222222222223]
[228,18,23.8,177.52777777777777]
[228,19,21.2,74.8888888888889]
[228,20,19.7,22]
[228,21,18.399999999999999,0]
[228,22,17.399999999999999,0]
[228,23,17.100000000000001,0]
[228,24,17.2,0]
[229,1,16.7,0]
[229,2,17.3,0]
[229,3,17,0]
[229,4,16.3,0]
[229,5,16.3,0]
[229,6,17.100000000000001,0]
[229,7,17.2,9.6944444444444446]
[229,8,17.100000000000001,93.416666666666671]
[229,9,18.2,354.11111111111109]
[229,10,18.399999999999999,370.4444444444444]
[229,11,20.5,790.80555555555554]
[229,12,20.8,759.52777777777783]
[229,13,21,923.80555555555554]
[229,14,20.2,708.11111111111109]
[229,15,20.2,717.47222222222229]
[229,16,20.5,703.58333333333337]
[229,17,19.5,456.83333333333331]
[229,18,19.600000000000001,337.30555555555554]
[229,19,17.600000000000001,113.94444444444444]
[229,20,16.100000000000001,21.583333333333336]
[229,21,14.3,0]
[229,22,12.9,0]
[229,23,11.8,0]
[229,24,11.3,0]
[230,1,10.199999999999999,0]
[230,2,10.5,0]
[230,3,10,0]
[230,4,9.5,0]
[230,5,10.5,0]
[230,6,10.4,2.4722222222222223]
[230,7,11.5,32.111111111111107]
[230,8,13.2,92.027777777777786]
[230,9,15,388.33333333333331]
[230,10,17.5,628.61111111111109]
[230,11,19,762.41666666666663]
[230,12,20.100000000000001,926.6111111111112]
[230,13,20.5,1092.25]
[230,14,21.3,848.44444444444446]
[230,15,20.2,534.13888888888891]
[230,16,20,191.86111111111111]
[230,17,18.7,64.944444444444443]
[230,18,17.3,25.444444444444443]
[230,19,16.2,14.305555555555555]
[230,20,15.4,2.5]
[230,21,14.6,0]
[230,22,15.3,0]
[230,23,15.3,0]
[230,24,14.6,0]
[231,1,14.3,0]
[231,2,14,0]
[231,3,13.5,0]
[231,4,13.3,0]
[231,5,12.9,0]
[231,6,12.3,4.7222222222222223]
[231,7,13,50.111111111111114]
[231,8,13.6,147.66666666666669]
[231,9,15,273.5]
[231,10,16.100000000000001,406]
[231,11,17.399999999999999,630.27777777777783]
[231,12,18.399999999999999,630.22222222222229]
[231,13,19.2,951.52777777777783]
[231,14,19.3,965.25]
[231,15,20.100000000000001,959.75]
[231,16,19.899999999999999,722.05555555555554]
[231,17,20.100000000000001,519.66666666666663]
[231,18,19.100000000000001,272.94444444444446]
[231,19,18.399999999999999,100.33333333333333]
[231,20,16.7,21.25]
[231,21,15.7,0]
[231,22,14.8,0]
[231,23,13.7,0]
[231,24,12.7,0]
[232,1,12.2,0]
[232,2,11.6,0]
[232,3,11.1,0]
[232,4,10.9,0]
[232,5,10.5,0]
[232,6,10.5,4.8611111111111107]
[232,7,11.6,51.777777777777779]
[232,8,13.7,221.58333333333334]
[232,9,16.100000000000001,450.66666666666669]
[232,10,17.899999999999999,662.80555555555554]
[232,11,18.3,841.16666666666663]
[232,12,19.5,911.97222222222217]
[232,13,20.399999999999999,1049.1666666666667]
[232,14,20.2,1024.9444444444446]
[232,15,19.399999999999999,769.47222222222217]
[232,16,20.100000000000001,701.66666666666663]
[232,17,20.3,533.83333333333337]
[232,18,19.7,313.41666666666663]
[232,19,18.600000000000001,103.47222222222223]
[232,20,16.7,21.111111111111111]
[232,21,15.7,0]
[232,22,14.3,0]
[232,23,13.3,0]
[232,24,12.5,0]
[233,1,10.8,0]
[233,2,10.6,0]
[233,3,10.5,0]
[233,4,9.3000000000000007,0]
[233,5,9,0]
[233,6,8.4,2.4722222222222223]
[233,7,9.6,41.861111111111107]
[233,8,13.4,190.97222222222223]
[233,9,16.2,409.08333333333337]
[233,10,17.5,618.36111111111109]
[233,11,19.3,787.77777777777783]
[233,12,20.399999999999999,733.11111111111109]
[233,13,20.399999999999999,973.47222222222217]
[233,14,20.8,977.94444444444446]
[233,15,21.1,872.05555555555554]
[233,16,21.3,701.02777777777771]
[233,17,21.2,519.63888888888891]
[233,18,20.6,293.36111111111109]
[233,19,19.3,82.5]
[233,20,17.600000000000001,17.333333333333332]
[233,21,15.8,0]
[233,22,13.4,0]
[233,23,12.8,0]
[233,24,11.8,0]
[234,1,13,0]
[234,2,11.6,0]
[234,3,10.9,0]
[234,4,10,0]
[234,5,9.5,0]
[234,6,8.6,2.4722222222222223]
[234,7,9.6,39.638888888888886]
[234,8,14.4,179.52777777777777]
[234,9,17.600000000000001,396.13888888888886]
[234,10,19.100000000000001,595.16666666666663]
[234,11,20.3,725.19444444444434]
[234,12,20.9,795.44444444444446]
[234,13,20.6,367.08333333333331]
[234,14,20.3,363.41666666666663]
[234,15,21.4,595.22222222222229]
[234,16,20.9,519.19444444444446]
[234,17,21.3,366.61111111111109]
[234,18,20.8,249.11111111111109]
[234,19,19.2,82.888888888888886]
[234,20,17.899999999999999,17.111111111111111]
[234,21,16.600000000000001,0]
[234,22,15.6,0]
[234,23,14.6,0]
[234,24,12.6,0]
[235,1,12,0]
[235,2,10.6,0]
[235,3,10,0]
[235,4,9.1,0]
[235,5,8.3000000000000007,0]
[235,6,8,2.4722222222222223]
[235,7,10,41.30555555555555]
[235,8,13.1,178.61111111111111]
[235,9,17.3,379.02777777777777]
[235,10,18.5,578.52777777777771]
[235,11,19.600000000000001,751.38888888888891]
[235,12,21.2,862.44444444444446]
[235,13,21.3,825.5]
[235,14,21.6,728.52777777777771]
[235,15,22.2,539.91666666666663]
[235,16,22.3,481.61111111111109]
[235,17,22.2,339.02777777777777]
[235,18,21,129.25]
[235,19,19.399999999999999,56.166666666666664]
[235,20,17.2,11.361111111111111]
[235,21,15,0]
[235,22,14,0]
[235,23,13.4,0]
[235,24,13.2,0]
[236,1,13.4,0]
[236,2,12.5,0]
[236,3,13.1,0]
[236,4,13.2,0]
[236,5,12.5,0]
[236,6,13.1,0]
[236,7,13.9,27.555555555555557]
[236,8,15.1,127.55555555555556]
[236,9,17.2,359.33333333333331]
[236,10,18.2,434.63888888888891]
[236,11,19.399999999999999,513.5]
[236,12,19.100000000000001,342.63888888888891]
[236,13,19.899999999999999,356.25]
[236,14,19.7,225.94444444444443]
[236,15,20.399999999999999,351.05555555555554]
[236,16,19.7,278.38888888888891]
[236,17,20.2,265.91666666666663]
[236,18,20.5,270.58333333333331]
[236,19,19.2,76.611111111111114]
[236,20,16.899999999999999,14.861111111111111]
[236,21,15.2,0]
[236,22,14,0]
[236,23,12.4,0]
[236,24,11.1,0]
[237,1,11.2,0]
[237,2,11.7,0]
[237,3,11.3,0]
[237,4,11.4,0]
[237,5,11.4,0]
[237,6,12.3,0]
[237,7,13,31.638888888888889]
[237,8,15,162.05555555555554]
[237,9,17.600000000000001,330.19444444444446]
[237,10,19.5,514.77777777777783]
[237,11,20.100000000000001,673.55555555555566]
[237,12,21.6,911.66666666666663]
[237,13,21.5,690.27777777777783]
[237,14,22.5,552.83333333333337]
[237,15,23.3,685.38888888888891]
[237,16,22.3,484.38888888888886]
[237,17,23.5,421.11111111111109]
[237,18,23.1,256.19444444444446]
[237,19,21.1,75.527777777777771]
[237,20,18,11.083333333333332]
[237,21,16.5,0]
[237,22,16.2,0]
[237,23,16.100000000000001,0]
[237,24,16.3,0]
[238,1,16.3,0]
[238,2,15.7,0]
[238,3,15.1,0]
[238,4,14.4,0]
[238,5,14.3,0]
[238,6,14.1,2.4722222222222223]
[238,7,15.2,37.055555555555557]
[238,8,16.899999999999999,160.52777777777777]
[238,9,19,362.08333333333331]
[238,10,20.7,574.44444444444446]
[238,11,22.3,713.25]
[238,12,23.5,826.27777777777771]
[238,13,24.5,845.3611111111112]
[238,14,25.1,828.80555555555554]
[238,15,25.1,527.5]
[238,16,23.6,129.77777777777777]
[238,17,21.8,84.527777777777786]
[238,18,20.3,103.08333333333334]
[238,19,19.3,75.555555555555557]
[238,20,18.2,12.694444444444445]
[238,21,17.2,0]
[238,22,16.399999999999999,0]
[238,23,16.2,0]
[238,24,15.4,0]
[239,1,13.8,0]
[239,2,13.8,0]
[239,3,13.6,0]
[239,4,13.3,0]
[239,5,12.9,0]
[239,6,12.9,0]
[239,7,13.1,9.6111111111111107]
[239,8,13.3,46.388888888888886]
[239,9,15.3,388.33333333333331]
[239,10,15.9,472.30555555555554]
[239,11,16.7,693.5]
[239,12,17.399999999999999,663.97222222222229]
[239,13,15.6,438.58333333333337]
[239,14,16.7,825.97222222222217]
[239,15,16.3,605.30555555555554]
[239,16,16.8,737.5]
[239,17,15.3,227.2777777777778]
[239,18,16.399999999999999,218.5]
[239,19,14.1,42.888888888888893]
[239,20,13.1,8.8888888888888893]
[239,21,12.6,0]
[239,22,11.3,0]
[239,23,10.8,0]
[239,24,10.3,0]
[240,1,10.199999999999999,0]
[240,2,9.5,0]
[240,3,8.1999999999999993,0]
[240,4,7.3,0]
[240,5,8.3000000000000007,0]
[240,6,6.4,0]
[240,7,8.8000000000000007,39.194444444444443]
[240,8,12.4,211.38888888888889]
[240,9,15.1,444.77777777777777]
[240,10,16.5,655.13888888888891]
[240,11,17.2,869.44444444444446]
[240,12,18.600000000000001,814.69444444444446]
[240,13,17.600000000000001,666.38888888888891]
[240,14,20.2,1037.4166666666665]
[240,15,19.2,478.80555555555554]
[240,16,20.3,530.77777777777771]
[240,17,18.600000000000001,202.77777777777777]
[240,18,18.7,231.63888888888889]
[240,19,17.3,68.194444444444443]
[240,20,15.4,8.7777777777777786]
[240,21,14.4,0]
[240,22,13.9,0]
[240,23,11.4,0]
[240,24,10.7,0]
[241,1,10.8,0]
[241,2,10.8,0]
[241,3,10.4,0]
[241,4,10.5,0]
[241,5,10.8,0]
[241,6,10.7,0]
[241,7,12.3,46.361111111111114]
[241,8,13.2,150.80555555555554]
[241,9,14.6,295.41666666666669]
[241,10,17.3,564.69444444444446]
[241,11,18.5,713.55555555555566]
[241,12,19.899999999999999,678.19444444444446]
[241,13,21.2,894.13888888888891]
[241,14,21.3,679.36111111111109]
[241,15,21.2,247.94444444444446]
[241,16,20.7,106.91666666666666]
[241,17,20,38.722222222222221]
[241,18,19.899999999999999,27.694444444444446]
[241,19,19.2,25.638888888888889]
[241,20,18,2.4444444444444446]
[241,21,17.3,0]
[241,22,15.4,0]
[241,23,13.4,0]
[241,24,14.1,0]
[242,1,15.3,0]
[242,2,13.9,0]
[242,3,13.4,0]
[242,4,13.6,0]
[242,5,14.4,0]
[242,6,13.8,0]
[242,7,14.3,31.888888888888889]
[242,8,15.2,167.63888888888889]
[242,9,17.7,384.69444444444446]
[242,10,19.7,596.36111111111109]
[242,11,21.4,756.30555555555554]
[242,12,23.7,866.75]
[242,13,24.8,923.88888888888891]
[242,14,25.9,870.47222222222217]
[242,15,26.2,745.11111111111109]
[242,16,26.4,602.5]
[242,17,25.5,399.94444444444446]
[242,18,23.7,98.138888888888886]
[242,19,21.4,45.083333333333336]
[242,20,19.2,4.6944444444444438]
[242,21,19.2,0]
[242,22,16,0]
[242,23,14.2,0]
[242,24,13.6,0]
[243,1,14,0]
[243,2,15.4,0]
[243,3,14.9,0]
[243,4,15.5,0]
[243,5,15.6,0]
[243,6,14.7,2.4722222222222223]
[243,7,16.5,47.194444444444443]
[243,8,18.100000000000001,85.361111111111114]
[243,9,18.600000000000001,232.58333333333331]
[243,10,18.899999999999999,397.27777777777777]
[243,11,19.7,487.19444444444446]
[243,12,19.600000000000001,323.25]
[243,13,17.899999999999999,208.13888888888889]
[243,14,17.7,180.55555555555554]
[243,15,17.100000000000001,86.75]
[243,16,17.100000000000001,130.36111111111111]
[243,17,16.399999999999999,65]
[243,18,16.100000000000001,39.333333333333329]
[243,19,14.7,4.8055555555555554]
[243,20,14.1,0]
[243,21,13.8,0]
[243,22,13.7,0]
[243,23,13.3,0]
[243,24,12.8,0]
[244,1,12.8,0]
[244,2,13.2,0]
[244,3,12.7,0]
[244,4,12.9,0]
[244,5,12.1,0]
[244,6,12.3,0]
[244,7,13.1,14.138888888888889]
[244,8,14.6,85.472222222222214]
[244,9,15.4,261.16666666666669]
[244,10,16.600000000000001,109.86111111111111]
[244,11,17.7,249.05555555555557]
[244,12,17.8,443.75]
[244,13,18.899999999999999,584.16666666666663]
[244,14,18.7,322.02777777777777]
[244,15,19.7,483.52777777777777]
[244,16,19.2,556.30555555555554]
[244,17,19.100000000000001,409.36111111111114]
[244,18,18.2,145.69444444444446]
[244,19,16.8,21.055555555555554]
[244,20,15,4.6944444444444438]
[244,21,14.5,0]
[244,22,14.7,0]
[244,23,14.9,0]
[244,24,15.3,0]
[245,1,15.5,0]
[245,2,15.6,0]
[245,3,15.4,0]
[245,4,15.5,0]
[245,5,15.3,0]
[245,6,15.5,0]
[245,7,15.5,0]
[245,8,15.5,27.861111111111111]
[245,9,16.8,236.16666666666669]
[245,10,17.2,426.22222222222223]
[245,11,17.600000000000001,208.75]
[245,12,18.3,415.33333333333337]
[245,13,19.399999999999999,204.19444444444446]
[245,14,19.7,492.27777777777777]
[245,15,18.3,185.66666666666666]
[245,16,19.600000000000001,548.02777777777783]
[245,17,19.100000000000001,365.83333333333331]
[245,18,17.8,208.9722222222222]
[245,19,17.7,42.694444444444443]
[245,20,17,4.6944444444444438]
[245,21,16.7,0]
[245,22,16.5,0]
[245,23,16.5,0]
[245,24,16.2,0]
[246,1,15.5,0]
[246,2,15,0]
[246,3,14.5,0]
[246,4,14.7,0]
[246,5,13.9,0]
[246,6,13.7,0]
[246,7,14.5,11.833333333333334]
[246,8,15.1,30.166666666666664]
[246,9,15.5,75.083333333333343]
[246,10,16.899999999999999,89.555555555555543]
[246,11,17,195.86111111111111]
[246,12,17.399999999999999,210.16666666666669]
[246,13,18.899999999999999,323.83333333333331]
[246,14,19.100000000000001,605.19444444444434]
[246,15,18.8,520.36111111111109]
[246,16,17.5,522.52777777777771]
[246,17,17.399999999999999,184.80555555555554]
[246,18,17.600000000000001,175.08333333333331]
[246,19,16.7,70.138888888888886]
[246,20,15.6,8.6111111111111107]
[246,21,13.7,0]
[246,22,14.5,0]
[246,23,14.5,0]
[246,24,13.8,0]
[247,1,13.6,0]
[247,2,13.3,0]
[247,3,12.9,0]
[247,4,13.5,0]
[247,5,13.5,0]
[247,6,13.1,0]
[247,7,13.3,4.833333333333333]
[247,8,14.2,23.194444444444443]
[247,9,14.9,41.166666666666664]
[247,10,15.4,99.805555555555557]
[247,11,16.399999999999999,86.805555555555557]
[247,12,17.2,99.333333333333343]
[247,13,17.600000000000001,101.88888888888889]
[247,14,19,220.77777777777777]
[247,15,19,272.08333333333331]
[247,16,18.5,209.02777777777777]
[247,17,17.2,103.11111111111111]
[247,18,16.600000000000001,25.333333333333336]
[247,19,15.7,16.444444444444446]
[247,20,15.6,0]
[247,21,16,0]
[247,22,16.100000000000001,0]
[247,23,16.2,0]
[247,24,15.8,0]
[248,1,15.8,0]
[248,2,15.6,0]
[248,3,15.2,0]
[248,4,14.3,0]
[248,5,13.6,0]
[248,6,13.8,0]
[248,7,14.2,7.1944444444444438]
[248,8,14.9,37.083333333333336]
[248,9,16,129.55555555555554]
[248,10,16.899999999999999,189.97222222222223]
[248,11,18.5,266.63888888888886]
[248,12,18.600000000000001,832.58333333333337]
[248,13,18.600000000000001,538.86111111111109]
[248,14,18.600000000000001,696.63888888888891]
[248,15,18.100000000000001,614.16666666666663]
[248,16,18.3,630]
[248,17,18.600000000000001,429.1944444444444]
[248,18,17.600000000000001,243.66666666666669]
[248,19,16.8,58.75]
[248,20,16.100000000000001,6.75]
[248,21,16,0]
[248,22,15.9,0]
[248,23,15.6,0]
[248,24,15.2,0]
[249,1,15,0]
[249,2,15.1,0]
[249,3,15.2,0]
[249,4,15.2,0]
[249,5,14.9,0]
[249,6,15.2,0]
[249,7,16.100000000000001,0]
[249,8,16.8,6.9444444444444446]
[249,9,17.600000000000001,20.194444444444446]
[249,10,18.7,102.55555555555556]
[249,11,19.100000000000001,169.44444444444446]
[249,12,19.600000000000001,246.94444444444446]
[249,13,20.6,626.30555555555554]
[249,14,20.3,656.22222222222229]
[249,15,19.899999999999999,478.38888888888891]
[249,16,20.7,414.52777777777777]
[249,17,20.100000000000001,467.69444444444446]
[249,18,19.399999999999999,239.22222222222223]
[249,19,18,64.805555555555557]
[249,20,16.8,6.75]
[249,21,15.6,0]
[249,22,15.7,0]
[249,23,15.5,0]
[249,24,15.3,0]
[250,1,14.5,0]
[250,2,14.7,0]
[250,3,13.5,0]
[250,4,13.1,0]
[250,5,11.9,0]
[250,6,11.5,0]
[250,7,12.2,4.833333333333333]
[250,8,14.3,89.833333333333329]
[250,9,16.899999999999999,326.08333333333337]
[250,10,18,534.94444444444446]
[250,11,18.5,553.88888888888891]
[250,12,19.7,787.97222222222217]
[250,13,20,873.58333333333337]
[250,14,20.6,916.33333333333337]
[250,15,19.7,727.47222222222229]
[250,16,19,686.36111111111109]
[250,17,17.8,247.63888888888889]
[250,18,16.600000000000001,86.916666666666657]
[250,19,15.8,29.555555555555557]
[250,20,13.7,4.7222222222222223]
[250,21,13.4,0]
[250,22,13.7,0]
[250,23,13.9,0]
[250,24,14,0]
[251,1,14,0]
[251,2,14,0]
[251,3,13.9,0]
[251,4,14,0]
[251,5,13.9,0]
[251,6,13.9,0]
[251,7,14,0]
[251,8,14,4.6388888888888884]
[251,9,14.4,8.8611111111111107]
[251,10,14.5,8.75]
[251,11,15.3,64.583333333333329]
[251,12,16.3,125.27777777777777]
[251,13,18.100000000000001,182.08333333333334]
[251,14,18.399999999999999,533.72222222222229]
[251,15,18.100000000000001,464.16666666666669]
[251,16,17.7,679.69444444444446]
[251,17,16.8,461.33333333333331]
[251,18,15.3,224.33333333333334]
[251,19,13.7,58.638888888888886]
[251,20,10.9,6.75]
[251,21,9.1,0]
[251,22,8.8000000000000007,0]
[251,23,8.6,0]
[251,24,8.4,0]
[252,1,6.9,0]
[252,2,5.4,0]
[252,3,4.9000000000000004,0]
[252,4,4.4000000000000004,0]
[252,5,3.9,0]
[252,6,3.7,0]
[252,7,3.8,11.666666666666666]
[252,8,8.1,121.5]
[252,9,13,360.13888888888891]
[252,10,14.9,571.30555555555554]
[252,11,15.5,608.55555555555566]
[252,12,15.7,729.02777777777783]
[252,13,16.2,553.66666666666663]
[252,14,16.899999999999999,361.63888888888891]
[252,15,16.899999999999999,589.69444444444446]
[252,16,17.7,190.61111111111111]
[252,17,16.8,167.41666666666669]
[252,18,15.3,115.55555555555556]
[252,19,13.9,56.333333333333336]
[252,20,11.4,6.75]
[252,21,10,0]
[252,22,8.3000000000000007,0]
[252,23,8.1,0]
[252,24,7.4,0]
[253,1,6.9,0]
[253,2,6.6,0]
[253,3,6.2,0]
[253,4,6.4,0]
[253,5,7.4,0]
[253,6,7.5,0]
[253,7,8.6,7.1388888888888884]
[253,8,10.5,55.722222222222221]
[253,9,12.8,149.5]
[253,10,15.5,335.5]
[253,11,17.899999999999999,558.97222222222217]
[253,12,19.399999999999999,764.38888888888891]
[253,13,20.399999999999999,736.5]
[253,14,20.7,691.88888888888891]
[253,15,21.4,447.16666666666663]
[253,16,21.5,386.41666666666663]
[253,17,21.7,229.13888888888889]
[253,18,19.5,159.61111111111111]
[253,19,16.899999999999999,37.333333333333336]
[253,20,15.6,2.4722222222222223]
[253,21,14.1,0]
[253,22,13.5,0]
[253,23,11,0]
[253,24,10.199999999999999,0]
[254,1,10.4,0]
[254,2,10.4,0]
[254,3,11.4,0]
[254,4,12.4,0]
[254,5,13.2,0]
[254,6,13.2,0]
[254,7,13.1,2.4166666666666665]
[254,8,14,32.416666666666664]
[254,9,14.1,58.055555555555557]
[254,10,14.5,74.722222222222229]
[254,11,15,118]
[254,12,15.2,149.72222222222223]
[254,13,16,208.55555555555554]
[254,14,18.5,485.8055555555556]
[254,15,20.2,695.11111111111109]
[254,16,20.2,303.38888888888891]
[254,17,20.100000000000001,220.77777777777777]
[254,18,19.2,114.30555555555556]
[254,19,17.600000000000001,22.805555555555554]
[254,20,15.6,0]
[254,21,15,0]
[254,22,14.3,0]
[254,23,12.9,0]
[254,24,13.4,0]
[255,1,13.3,0]
[255,2,13.8,0]
[255,3,13.9,0]
[255,4,14.2,0]
[255,5,14.2,0]
[255,6,14.8,0]
[255,7,14.8,7.1111111111111116]
[255,8,16.600000000000001,46.416666666666664]
[255,9,19,311]
[255,10,20.5,552.52777777777771]
[255,11,22.2,567.86111111111109]
[255,12,22.9,716.86111111111109]
[255,13,23.9,558.27777777777771]
[255,14,23.8,468.91666666666663]
[255,15,23.3,150.47222222222223]
[255,16,22.2,74.638888888888886]
[255,17,22,83.138888888888886]
[255,18,21.7,39.361111111111107]
[255,19,20.2,42.5]
[255,20,18.899999999999999,2.4722222222222223]
[255,21,18.2,0]
[255,22,17.600000000000001,0]
[255,23,16.899999999999999,0]
[255,24,16.2,0]
[256,1,16,0]
[256,2,15.8,0]
[256,3,15.4,0]
[256,4,14.9,0]
[256,5,14.2,0]
[256,6,13.5,0]
[256,7,13.6,7.083333333333333]
[256,8,14,67.583333333333343]
[256,9,15.1,197.22222222222223]
[256,10,16.2,447.02777777777777]
[256,11,16.5,584.30555555555554]
[256,12,16.600000000000001,367.13888888888891]
[256,13,15,448.05555555555554]
[256,14,15.1,89.361111111111114]
[256,15,17,378.41666666666663]
[256,16,16,621.83333333333326]
[256,17,16.8,250.13888888888889]
[256,18,16.100000000000001,115.66666666666666]
[256,19,15.1,36.861111111111107]
[256,20,13.4,0]
[256,21,11.4,0]
[256,22,11.2,0]
[256,23,12.1,0]
[256,24,12.5,0]
[257,1,12.6,0]
[257,2,12.8,0]
[257,3,12.6,0]
[257,4,13.3,0]
[257,5,12.5,0]
[257,6,11.8,0]
[257,7,12.8,2.4166666666666665]
[257,8,13.8,25.416666666666668]
[257,9,14.9,50.75]
[257,10,16.399999999999999,282.66666666666669]
[257,11,16.2,438.22222222222217]
[257,12,16.399999999999999,642.19444444444446]
[257,13,16.899999999999999,664.22222222222217]
[257,14,17.100000000000001,431.86111111111114]
[257,15,17.5,446.08333333333337]
[257,16,17.3,400.11111111111114]
[257,17,16.8,223.63888888888889]
[257,18,16.7,99.8888888888889]
[257,19,16.399999999999999,28.611111111111111]
[257,20,16,0]
[257,21,16,0]
[257,22,16,0]
[257,23,16,0]
[257,24,16,0]
[258,1,16,0]
[258,2,16,0]
[258,3,15.9,0]
[258,4,15.2,0]
[258,5,15,0]
[258,6,14.8,0]
[258,7,12.7,0]
[258,8,11.6,2.3055555555555558]
[258,9,12.4,45.916666666666671]
[258,10,14.6,247.33333333333331]
[258,11,15.6,663.58333333333337]
[258,12,15.5,642.58333333333337]
[258,13,16.899999999999999,666.55555555555554]
[258,14,16.7,425]
[258,15,14.9,340.36111111111109]
[258,16,13,128.16666666666666]
[258,17,14,128.5]
[258,18,13.3,85.166666666666671]
[258,19,12.7,34.5]
[258,20,11.3,0]
[258,21,11.5,0]
[258,22,11.5,0]
[258,23,11,0]
[258,24,11.2,0]
[259,1,10.9,0]
[259,2,8.9,0]
[259,3,9.1,0]
[259,4,8.8000000000000007,0]
[259,5,8,0]
[259,6,7.6,0]
[259,7,8.4,2.4166666666666665]
[259,8,10.4,46.5]
[259,9,14.2,128.08333333333334]
[259,10,14,459.33333333333331]
[259,11,14.8,296.61111111111109]
[259,12,14.9,360.86111111111109]
[259,13,14.9,414.52777777777777]
[259,14,15.9,604.58333333333337]
[259,15,15.1,641.25]
[259,16,14.7,275.08333333333331]
[259,17,14.5,185.77777777777777]
[259,18,13,202]
[259,19,10.8,37.25]
[259,20,8.9,0]
[259,21,7.3,0]
[259,22,6.9,0]
[259,23,5.7,0]
[259,24,5.4,0]
[260,1,5.0999999999999996,0]
[260,2,5.8,0]
[260,3,5,0]
[260,4,5.5,0]
[260,5,7.5,0]
[260,6,7.4,0]
[260,7,7,7]
[260,8,8.5,58.416666666666671]
[260,9,10.4,138.86111111111111]
[260,10,13.5,447.22222222222223]
[260,11,14.9,554.52777777777771]
[260,12,15.9,753.44444444444446]
[260,13,16.2,532.97222222222229]
[260,14,15.4,247.77777777777777]
[260,15,15.6,115.88888888888889]
[260,16,16.100000000000001,190.38888888888889]
[260,17,14.9,192.86111111111109]
[260,18,14.5,85.472222222222214]
[260,19,12.2,33.222222222222221]
[260,20,10.3,0]
[260,21,9.6,0]
[260,22,7.8,0]
[260,23,6.8,0]
[260,24,6.8,0]
[261,1,6.3,0]
[261,2,5.8,0]
[261,3,5.6,0]
[261,4,6,0]
[261,5,7.8,0]
[261,6,8.6,0]
[261,7,9.8000000000000007,0]
[261,8,10.4,6.8888888888888893]
[261,9,12.1,63.305555555555557]
[261,10,13.5,239.11111111111109]
[261,11,15.3,359.38888888888886]
[261,12,15.7,290.36111111111109]
[261,13,15.8,305.8055555555556]
[261,14,15.7,167.88888888888889]
[261,15,15.7,198.91666666666669]
[261,16,15.8,252.7222222222222]
[261,17,15.2,354.5555555555556]
[261,18,14.4,203.05555555555554]
[261,19,13,33.583333333333336]
[261,20,11.4,0]
[261,21,10.4,0]
[261,22,9.1,0]
[261,23,9.1999999999999993,0]
[261,24,8.8000000000000007,0]
[262,1,8.6,0]
[262,2,8.5,0]
[262,3,7.4,0]
[262,4,6.5,0]
[262,5,5.7,0]
[262,6,5.9,0]
[262,7,5.7,6.9444444444444446]
[262,8,10,101.38888888888889]
[262,9,12.2,370.13888888888891]
[262,10,13.4,602.52777777777771]
[262,11,14.4,739.1111111111112]
[262,12,15.3,893.63888888888891]
[262,13,15.9,941.80555555555554]
[262,14,16,902.52777777777771]
[262,15,16.600000000000001,818.69444444444446]
[262,16,16.600000000000001,668.16666666666674]
[262,17,16.100000000000001,442]
[262,18,14.8,207.19444444444443]
[262,19,13.6,32.888888888888893]
[262,20,12,0]
[262,21,11.5,0]
[262,22,11.2,0]
[262,23,10.5,0]
[262,24,8.6,0]
[263,1,7,0]
[263,2,6,0]
[263,3,5.6,0]
[263,4,5,0]
[263,5,4.8,0]
[263,6,4.9000000000000004,0]
[263,7,4.5,4.6944444444444438]
[263,8,7.9,68.75]
[263,9,11.8,318.77777777777777]
[263,10,15,586.6111111111112]
[263,11,17,731.27777777777771]
[263,12,18.899999999999999,868.41666666666674]
[263,13,19.600000000000001,912.72222222222229]
[263,14,20.6,859.86111111111109]
[263,15,19.8,745.19444444444434]
[263,16,19.7,589.30555555555554]
[263,17,18.7,393.11111111111114]
[263,18,16.899999999999999,183.36111111111111]
[263,19,15.4,27.75]
[263,20,14.1,0]
[263,21,11.8,0]
[263,22,10.6,0]
[263,23,9.6999999999999993,0]
[263,24,9.6999999999999993,0]
[264,1,9.1999999999999993,0]
[264,2,8.9,0]
[264,3,7.6,0]
[264,4,6.9,0]
[264,5,5.6,0]
[264,6,4.5999999999999996,0]
[264,7,4.5999999999999996,2.3888888888888888]
[264,8,7.7,56.277777777777779]
[264,9,12,286.19444444444446]
[264,10,15.2,556.77777777777783]
[264,11,18.3,724.22222222222217]
[264,12,20.2,823.52777777777771]
[264,13,21.4,845.3611111111112]
[264,14,21.4,825.27777777777783]
[264,15,22,747]
[264,16,21.2,581.22222222222229]
[264,17,20.100000000000001,394.11111111111109]
[264,18,18,183.72222222222223]
[264,19,13.4,26.138888888888886]
[264,20,13.9,0]
[264,21,12.9,0]
[264,22,10.6,0]
[264,23,9.5,0]
[264,24,7.7,0]
[265,1,7.4,0]
[265,2,11.3,0]
[265,3,12.4,0]
[265,4,12.3,0]
[265,5,12.1,0]
[265,6,11.2,0]
[265,7,10.8,2.3888888888888888]
[265,8,11.2,46.722222222222221]
[265,9,12.3,112.11111111111111]
[265,10,13.1,85.75]
[265,11,13.6,139.02777777777777]
[265,12,14.9,198.88888888888889]
[265,13,15.9,157.16666666666666]
[265,14,15.7,214.08333333333334]
[265,15,16.899999999999999,392.9444444444444]
[265,16,16.8,487.22222222222223]
[265,17,16.399999999999999,406.86111111111114]
[265,18,15.3,182.47222222222223]
[265,19,13.8,25.416666666666668]
[265,20,12.7,0]
[265,21,11.8,0]
[265,22,11.2,0]
[265,23,9.5,0]
[265,24,9,0]
[266,1,6.7,0]
[266,2,9,0]
[266,3,8.1,0]
[266,4,7,0]
[266,5,5.5,0]
[266,6,5.7,0]
[266,7,5.3,2.3888888888888888]
[266,8,8.1,63.777777777777779]
[266,9,11.9,344.75]
[266,10,14.2,566.11111111111109]
[266,11,14.9,497.33333333333337]
[266,12,15.6,193.30555555555554]
[266,13,15.4,166.05555555555554]
[266,14,14.6,107.94444444444446]
[266,15,14.5,74.472222222222229]
[266,16,14.2,62.361111111111114]
[266,17,14.1,50.916666666666671]
[266,18,13.8,13.722222222222221]
[266,19,13.5,6.8888888888888893]
[266,20,13.2,0]
[266,21,13.2,0]
[266,22,13.2,0]
[266,23,13.2,0]
[266,24,12.6,0]
[267,1,12.7,0]
[267,2,12.6,0]
[267,3,12.8,0]
[267,4,13.2,0]
[267,5,13.2,0]
[267,6,12.6,0]
[267,7,12.3,0]
[267,8,12.9,9.1388888888888893]
[267,9,13.7,26.861111111111111]
[267,10,14.4,62.44444444444445]
[267,11,14.7,87.416666666666657]
[267,12,14.9,118.8611111111111]
[267,13,15.1,118.61111111111111]
[267,14,15.2,94.805555555555557]
[267,15,15.5,130.94444444444443]
[267,16,15.1,99.527777777777786]
[267,17,14.7,48.472222222222221]
[267,18,14.2,27.722222222222221]
[267,19,13.8,2.3611111111111112]
[267,20,13.5,0]
[267,21,12.6,0]
[267,22,12.4,0]
[267,23,12.5,0]
[267,24,12.5,0]
[268,1,12.3,0]
[268,2,12.1,0]
[268,3,12.1,0]
[268,4,12,0]
[268,5,12,0]
[268,6,12,0]
[268,7,11.9,0]
[268,8,12.2,4.5555555555555554]
[268,9,12.8,22.222222222222221]
[268,10,13.7,45.05555555555555]
[268,11,14.6,84.861111111111114]
[268,12,15.4,191.22222222222223]
[268,13,15,243.44444444444443]
[268,14,15.1,149.7777777777778]
[268,15,15,108.88888888888889]
[268,16,14.8,83.333333333333329]
[268,17,14.5,104.47222222222223]
[268,18,14,61.694444444444443]
[268,19,13.4,12.944444444444445]
[268,20,13.1,0]
[268,21,12.1,0]
[268,22,11.7,0]
[268,23,11.6,0]
[268,24,12.7,0]
[269,1,12.2,0]
[269,2,12.4,0]
[269,3,11.6,0]
[269,4,11.1,0]
[269,5,10.9,0]
[269,6,10.5,0]
[269,7,10.8,0]
[269,8,11.1,6.8333333333333339]
[269,9,12.2,46.138888888888886]
[269,10,13.6,111.3611111111111]
[269,11,14.3,146]
[269,12,15.1,265.55555555555554]
[269,13,14.7,172.88888888888889]
[269,14,14.7,200.91666666666666]
[269,15,15,201.05555555555554]
[269,16,15.1,185.38888888888889]
[269,17,14.6,149.63888888888891]
[269,18,13.6,51.888888888888893]
[269,19,13,6.8611111111111107]
[269,20,12.5,0]
[269,21,12.3,0]
[269,22,12,0]
[269,23,11.9,0]
[269,24,11.8,0]
[270,1,11.7,0]
[270,2,11.6,0]
[270,3,11.5,0]
[270,4,11.3,0]
[270,5,11.3,0]
[270,6,11.2,0]
[270,7,11.3,0]
[270,8,11.7,4.5277777777777777]
[270,9,12.2,17.611111111111111]
[270,10,12.9,35.444444444444443]
[270,11,13.3,66.944444444444443]
[270,12,13.5,105.63888888888889]
[270,13,14.2,124.47222222222223]
[270,14,14.9,207.77777777777777]
[270,15,15.4,279.77777777777777]
[270,16,14.9,241.61111111111109]
[270,17,14.1,102.30555555555556]
[270,18,13.7,42.194444444444443]
[270,19,13,6.8611111111111107]
[270,20,12.7,0]
[270,21,12.2,0]
[270,22,12.5,0]
[270,23,12.4,0]
[270,24,12.3,0]
[271,1,12.1,0]
[271,2,12.2,0]
[271,3,11.8,0]
[271,4,11.6,0]
[271,5,11.3,0]
[271,6,11.2,0]
[271,7,11.1,0]
[271,8,11.6,11.388888888888889]
[271,9,12.4,51.222222222222221]
[271,10,13.6,126.55555555555556]
[271,11,14.2,249.58333333333334]
[271,12,14.3,342.22222222222223]
[271,13,14.7,286.30555555555554]
[271,14,15.3,314.02777777777777]
[271,15,14.5,415.27777777777777]
[271,16,14.4,249.63888888888891]
[271,17,13.6,129.55555555555554]
[271,18,12.4,93.444444444444443]
[271,19,11,8.9722222222222214]
[271,20,10.4,0]
[271,21,9.9,0]
[271,22,9.9,0]
[271,23,9.9,0]
[271,24,8.6999999999999993,0]
[272,1,7.8,0]
[272,2,7.4,0]
[272,3,7.4,0]
[272,4,7.1,0]
[272,5,6.3,0]
[272,6,6.1,0]
[272,7,6.2,0]
[272,8,7,27.833333333333336]
[272,9,8.9,126.80555555555556]
[272,10,10.7,372.66666666666663]
[272,11,11.6,252.44444444444443]
[272,12,13.5,349.36111111111114]
[272,13,15.6,703.86111111111109]
[272,14,15.6,450.02777777777777]
[272,15,16.100000000000001,348.86111111111114]
[272,16,16,365.05555555555554]
[272,17,15.7,287.5]
[272,18,14.6,85.666666666666657]
[272,19,12.6,8.9444444444444446]
[272,20,11.6,0]
[272,21,12,0]
[272,22,11.2,0]
[272,23,10.4,0]
[272,24,9.8000000000000007,0]
[273,1,8.6,0]
[273,2,9.1999999999999993,0]
[273,3,9.3000000000000007,0]
[273,4,10.5,0]
[273,5,10.1,0]
[273,6,9.3000000000000007,0]
[273,7,9.3000000000000007,0]
[273,8,10.199999999999999,20.722222222222221]
[273,9,12.6,130.47222222222223]
[273,10,14.4,296.27777777777777]
[273,11,15.1,245.33333333333334]
[273,12,17.100000000000001,328.13888888888886]
[273,13,17.8,534.11111111111109]
[273,14,19.100000000000001,305.38888888888891]
[273,15,19,461.11111111111109]
[273,16,19,165.61111111111111]
[273,17,18.5,118.27777777777779]
[273,18,17.600000000000001,42.44444444444445]
[273,19,16.8,4.666666666666667]
[273,20,16.3,0]
[273,21,16,0]
[273,22,15.6,0]
[273,23,15.1,0]
[273,24,14.4,0]
[274,1,14.6,0]
[274,2,14.5,0]
[274,3,14.4,0]
[274,4,14.1,0]
[274,5,13.5,0]
[274,6,13.6,0]
[274,7,13.6,0]
[274,8,13.6,20.722222222222221]
[274,9,14.2,56.583333333333329]
[274,10,15.1,86.833333333333343]
[274,11,16.2,249.75]
[274,12,18.100000000000001,392.69444444444446]
[274,13,18.399999999999999,312.69444444444446]
[274,14,19.3,388.55555555555554]
[274,15,19,189.88888888888889]
[274,16,18.899999999999999,136.91666666666666]
[274,17,18.3,46.388888888888886]
[274,18,17.600000000000001,161.05555555555554]
[274,19,17.3,2.3888888888888888]
[274,20,16.3,0]
[274,21,15.9,0]
[274,22,15.6,0]
[274,23,15.8,0]
[274,24,15.2,0]
[275,1,13.3,0]
[275,2,13.1,0]
[275,3,13.1,0]
[275,4,13.3,0]
[275,5,13.8,0]
[275,6,14.2,0]
[275,7,14.1,0]
[275,8,14.1,16.027777777777779]
[275,9,14.7,81.055555555555557]
[275,10,14.3,176.77777777777777]
[275,11,15.8,408.91666666666663]
[275,12,17.100000000000001,586.22222222222229]
[275,13,17.3,582.02777777777783]
[275,14,17.7,580.77777777777783]
[275,15,18.100000000000001,421.30555555555554]
[275,16,16.5,305.86111111111109]
[275,17,17.2,294.47222222222217]
[275,18,15.6,71.277777777777786]
[275,19,14,2.3888888888888888]
[275,20,13.7,0]
[275,21,14.3,0]
[275,22,13.4,0]
[275,23,12.9,0]
[275,24,12.5,0]
[276,1,11.7,0]
[276,2,12.1,0]
[276,3,11.7,0]
[276,4,11.7,0]
[276,5,12.5,0]
[276,6,12.6,0]
[276,7,12.6,0]
[276,8,13,25.555555555555557]
[276,9,14.2,95.666666666666657]
[276,10,14.9,143.9722222222222]
[276,11,16.100000000000001,257.05555555555554]
[276,12,17.399999999999999,444.22222222222223]
[276,13,18.2,659.88888888888891]
[276,14,18.600000000000001,862.41666666666663]
[276,15,18.8,656.69444444444446]
[276,16,18.600000000000001,514.08333333333337]
[276,17,17.399999999999999,249.75]
[276,18,16.2,61.277777777777779]
[276,19,13.9,0]
[276,20,13.1,0]
[276,21,12.7,0]
[276,22,12.3,0]
[276,23,12.3,0]
[276,24,12.4,0]
[277,1,12.2,0]
[277,2,12.1,0]
[277,3,12,0]
[277,4,11.8,0]
[277,5,11.6,0]
[277,6,12.1,0]
[277,7,12.2,0]
[277,8,12.7,32.916666666666664]
[277,9,14.3,221.11111111111111]
[277,10,15.7,164.16666666666666]
[277,11,16.2,137.05555555555554]
[277,12,15.5,95.527777777777771]
[277,13,14.4,37.583333333333336]
[277,14,14.5,90.194444444444443]
[277,15,14.7,93.805555555555557]
[277,16,15.2,125.83333333333333]
[277,17,14.1,93.333333333333329]
[277,18,13.5,28.055555555555557]
[277,19,12.5,0]
[277,20,11.9,0]
[277,21,11.6,0]
[277,22,11.1,0]
[277,23,11.6,0]
[277,24,11.2,0]
[278,1,11.2,0]
[278,2,11.4,0]
[278,3,10.9,0]
[278,4,10.4,0]
[278,5,9.4,0]
[278,6,9,0]
[278,7,8.1999999999999993,0]
[278,8,9.8000000000000007,76.555555555555557]
[278,9,11.4,315.22222222222223]
[278,10,12.6,535.83333333333337]
[278,11,14.1,666.27777777777771]
[278,12,14.3,805.55555555555554]
[278,13,15.6,832.88888888888891]
[278,14,15.7,719.36111111111109]
[278,15,15.9,671.19444444444446]
[278,16,15.4,486.36111111111114]
[278,17,14.2,114.69444444444444]
[278,18,12.9,25.694444444444443]
[278,19,12.4,0]
[278,20,12.5,0]
[278,21,13,0]
[278,22,12.7,0]
[278,23,12.7,0]
[278,24,12.7,0]
[279,1,13.2,0]
[279,2,13.2,0]
[279,3,13,0]
[279,4,13.2,0]
[279,5,12.6,0]
[279,6,12.3,0]
[279,7,12.3,0]
[279,8,12.8,4.5]
[279,9,13.6,17.527777777777779]
[279,10,14.8,28.333333333333332]
[279,11,15.8,69.75]
[279,12,16.5,35.138888888888886]
[279,13,17.399999999999999,49.388888888888893]
[279,14,17.8,46.972222222222221]
[279,15,18.2,37.416666666666664]
[279,16,16.8,26.055555555555554]
[279,17,17,19.888888888888886]
[279,18,17.3,13.777777777777779]
[279,19,17.600000000000001,0]
[279,20,16.100000000000001,0]
[279,21,15.3,0]
[279,22,14.9,0]
[279,23,15.3,0]
[279,24,15.3,0]
[280,1,15.3,0]
[280,2,14.8,0]
[280,3,14.2,0]
[280,4,13.6,0]
[280,5,13.3,0]
[280,6,13.1,0]
[280,7,13.6,0]
[280,8,14.3,9.0555555555555554]
[280,9,15.2,26.861111111111111]
[280,10,15.7,45.138888888888886]
[280,11,17.399999999999999,64.583333333333329]
[280,12,18.8,101.33333333333334]
[280,13,19.5,69.25]
[280,14,19.399999999999999,37.416666666666664]
[280,15,16.100000000000001,16.861111111111111]
[280,16,16.7,79.611111111111114]
[280,17,16.899999999999999,222.55555555555557]
[280,18,15.4,59.611111111111107]
[280,19,14,0]
[280,20,13.8,0]
[280,21,13.1,0]
[280,22,12.6,0]
[280,23,12.2,0]
[280,24,11.8,0]
[281,1,11.2,0]
[281,2,10.6,0]
[281,3,10,0]
[281,4,9.3000000000000007,0]
[281,5,9.9,0]
[281,6,9.3000000000000007,0]
[281,7,9.6,0]
[281,8,10.3,28.277777777777779]
[281,9,11.3,76.972222222222229]
[281,10,12,88.027777777777771]
[281,11,12.9,154.63888888888891]
[281,12,13.6,189.44444444444446]
[281,13,14.6,249.16666666666666]
[281,14,15.3,323.58333333333337]
[281,15,15,295.11111111111114]
[281,16,15.4,183.94444444444446]
[281,17,14.7,131.47222222222223]
[281,18,13.6,21]
[281,19,13.3,0]
[281,20,13.1,0]
[281,21,12.4,0]
[281,22,12.6,0]
[281,23,12.6,0]
[281,24,12.9,0]
[282,1,12.8,0]
[282,2,12.4,0]
[282,3,12.2,0]
[282,4,11.8,0]
[282,5,11.3,0]
[282,6,10.3,0]
[282,7,10.3,0]
[282,8,11.2,18.5]
[282,9,12.3,89.083333333333329]
[282,10,14.9,341.75]
[282,11,17,446.75]
[282,12,18.2,386.11111111111109]
[282,13,18.100000000000001,112.52777777777779]
[282,14,17.600000000000001,69.416666666666671]
[282,15,17,67.361111111111114]
[282,16,17.3,47.861111111111114]
[282,17,17.2,42]
[282,18,16.100000000000001,21.083333333333336]
[282,19,14.5,0]
[282,20,14.3,0]
[282,21,14.2,0]
[282,22,14.4,0]
[282,23,15.2,0]
[282,24,15.2,0]
[283,1,14.5,0]
[283,2,13.8,0]
[283,3,14.1,0]
[283,4,14.8,0]
[283,5,14.6,0]
[283,6,15.2,0]
[283,7,15.5,0]
[283,8,15.1,16.138888888888889]
[283,9,15.3,71.805555555555557]
[283,10,16.7,270.91666666666663]
[283,11,16.600000000000001,112.58333333333334]
[283,12,17,64.277777777777786]
[283,13,16.8,61.666666666666664]
[283,14,17.399999999999999,171.55555555555557]
[283,15,17.100000000000001,78.194444444444443]
[283,16,16.7,45.361111111111114]
[283,17,16.5,19.916666666666668]
[283,18,16.2,9.1388888888888893]
[283,19,15.6,0]
[283,20,15.6,0]
[283,21,15.6,0]
[283,22,14.1,0]
[283,23,14.4,0]
[283,24,14,0]
[284,1,14.1,0]
[284,2,14.1,0]
[284,3,13.7,0]
[284,4,14.2,0]
[284,5,14.1,0]
[284,6,13.8,0]
[284,7,13.7,0]
[284,8,14.6,26.055555555555554]
[284,9,15.8,112.13888888888889]
[284,10,17,315.41666666666669]
[284,11,19,723.86111111111109]
[284,12,19.3,595.22222222222229]
[284,13,20.5,605.72222222222217]
[284,14,21.4,653]
[284,15,21.3,570.94444444444446]
[284,16,20.5,120.80555555555554]
[284,17,20.100000000000001,19.944444444444443]
[284,18,19.8,4.5]
[284,19,18.600000000000001,0]
[284,20,19.5,0]
[284,21,19.2,0]
[284,22,18.600000000000001,0]
[284,23,18.7,0]
[284,24,17.899999999999999,0]
[285,1,16.600000000000001,0]
[285,2,16.399999999999999,0]
[285,3,15.2,0]
[285,4,15.6,0]
[285,5,15.6,0]
[285,6,14.7,0]
[285,7,14.7,0]
[285,8,15.2,16.194444444444443]
[285,9,15.7,224.33333333333334]
[285,10,15.8,412.02777777777777]
[285,11,15.3,253.38888888888891]
[285,12,15,150.02777777777777]
[285,13,14.6,93.388888888888886]
[285,14,14.3,66.916666666666671]
[285,15,14.5,113.30555555555554]
[285,16,14.6,133.33333333333334]
[285,17,13.9,116.86111111111111]
[285,18,13.2,6.8055555555555554]
[285,19,12.6,0]
[285,20,11.7,0]
[285,21,11.6,0]
[285,22,11.1,0]
[285,23,10.6,0]
[285,24,9.6,0]
[286,1,9.3000000000000007,0]
[286,2,9.1,0]
[286,3,8.6999999999999993,0]
[286,4,7.2,0]
[286,5,6.5,0]
[286,6,7.1,0]
[286,7,6.6,0]
[286,8,7.2,13.805555555555557]
[286,9,8.1999999999999993,69.75]
[286,10,8.8000000000000007,146.5]
[286,11,9.6,128.63888888888889]
[286,12,10.8,239.66666666666666]
[286,13,13.8,861.80555555555554]
[286,14,14.6,736.52777777777783]
[286,15,14.7,235.5]
[286,16,14,98.777777777777786]
[286,17,13.6,79.555555555555543]
[286,18,12.5,14]
[286,19,11.6,0]
[286,20,11.1,0]
[286,21,10.199999999999999,0]
[286,22,7.9,0]
[286,23,8.1,0]
[286,24,7.5,0]
[287,1,7.4,0]
[287,2,6.1,0]
[287,3,5.6,0]
[287,4,4.2,0]
[287,5,4,0]
[287,6,4.5,0]
[287,7,5.0999999999999996,0]
[287,8,5.9,21.277777777777775]
[287,9,7,124.80555555555556]
[287,10,9.6999999999999993,417.33333333333337]
[287,11,11.4,462.58333333333331]
[287,12,13.3,649.6388888888888]
[287,13,12.4,231.25]
[287,14,12.1,30.166666666666664]
[287,15,11.2,54.611111111111107]
[287,16,11.5,58.722222222222221]
[287,17,12.3,84.916666666666657]
[287,18,11.2,32.777777777777779]
[287,19,10.9,0]
[287,20,10.7,0]
[287,21,10.6,0]
[287,22,10.6,0]
[287,23,10.6,0]
[287,24,10.7,0]
[288,1,11.2,0]
[288,2,11,0]
[288,3,10.5,0]
[288,4,10,0]
[288,5,10.3,0]
[288,6,10.1,0]
[288,7,10.3,0]
[288,8,10.3,6.75]
[288,9,10.5,24.583333333333332]
[288,10,10.7,55.805555555555557]
[288,11,11.3,89.944444444444443]
[288,12,11.7,161.36111111111111]
[288,13,11.1,88.222222222222229]
[288,14,10.6,30.111111111111114]
[288,15,9.6,21.027777777777779]
[288,16,8.9,12.5]
[288,17,8.8000000000000007,6.3611111111111107]
[288,18,8.6999999999999993,2.25]
[288,19,8.9,0]
[288,20,9,0]
[288,21,9.1999999999999993,0]
[288,22,9.6,0]
[288,23,9.1,0]
[288,24,8.6999999999999993,0]
[289,1,8.6999999999999993,0]
[289,2,8.4,0]
[289,3,7.7,0]
[289,4,6.7,0]
[289,5,6,0]
[289,6,4.9000000000000004,0]
[289,7,4.7,0]
[289,8,5.0999999999999996,24.138888888888889]
[289,9,6.8,265.44444444444446]
[289,10,8.4,513]
[289,11,9.6999999999999993,713.11111111111109]
[289,12,11.2,841.13888888888891]
[289,13,12.3,874.94444444444446]
[289,14,12.7,779.91666666666663]
[289,15,13.6,477.69444444444446]
[289,16,12.5,402.33333333333337]
[289,17,11,48.916666666666664]
[289,18,10.199999999999999,0]
[289,19,7.4,0]
[289,20,6.5,0]
[289,21,6,0]
[289,22,5.5,0]
[289,23,4.8,0]
[289,24,4.7,0]
[290,1,3,0]
[290,2,2.8,0]
[290,3,2.9,0]
[290,4,2.5,0]
[290,5,1.8,0]
[290,6,0.4,0]
[290,7,-0.1,0]
[290,8,1.4,37.916666666666664]
[290,9,5.3,280.80555555555554]
[290,10,9.8000000000000007,517.80555555555554]
[290,11,11.6,724.83333333333337]
[290,12,13.4,810]
[290,13,13.3,810.80555555555554]
[290,14,14.1,745.47222222222217]
[290,15,14.5,678.94444444444434]
[290,16,12.6,461.58333333333337]
[290,17,10,160.25]
[290,18,6.3,18.916666666666664]
[290,19,6.5,0]
[290,20,6.5,0]
[290,21,6.6,0]
[290,22,6.6,0]
[290,23,6.2,0]
[290,24,5.7,0]
[291,1,5.2,0]
[291,2,5.0999999999999996,0]
[291,3,5,0]
[291,4,4.7,0]
[291,5,4.4000000000000004,0]
[291,6,4.3,0]
[291,7,3.9,0]
[291,8,4,2.1944444444444446]
[291,9,4.2,22.25]
[291,10,4.4000000000000004,48.166666666666671]
[291,11,5.0999999999999996,87.583333333333343]
[291,12,6.4,177.11111111111111]
[291,13,7.3,508.11111111111114]
[291,14,8.9,723.25]
[291,15,10.199999999999999,550.19444444444446]
[291,16,10.6,203.91666666666669]
[291,17,10.7,81.916666666666657]
[291,18,9.6999999999999993,6.9166666666666661]
[291,19,9.8000000000000007,0]
[291,20,10,0]
[291,21,9.4,0]
[291,22,9.4,0]
[291,23,9.5,0]
[291,24,10,0]
[292,1,9.8000000000000007,0]
[292,2,8.1999999999999993,0]
[292,3,7.6,0]
[292,4,7.1,0]
[292,5,6.8,0]
[292,6,7.5,0]
[292,7,7.6,0]
[292,8,8.5,24.75]
[292,9,9.1999999999999993,51.19444444444445]
[292,10,10.1,119.80555555555556]
[292,11,10.9,144.58333333333334]
[292,12,13.2,480]
[292,13,13.5,686.97222222222217]
[292,14,12.7,199.80555555555554]
[292,15,12.4,85.277777777777771]
[292,16,12.8,154.19444444444446]
[292,17,12.6,37.944444444444443]
[292,18,12.5,2.25]
[292,19,11.7,0]
[292,20,10.8,0]
[292,21,10.9,0]
[292,22,10.8,0]
[292,23,10.5,0]
[292,24,10.199999999999999,0]
[293,1,10.199999999999999,0]
[293,2,10.199999999999999,0]
[293,3,10.199999999999999,0]
[293,4,10.199999999999999,0]
[293,5,10.4,0]
[293,6,10.7,0]
[293,7,11.6,0]
[293,8,12,6.8055555555555554]
[293,9,12.4,45.805555555555557]
[293,10,12.8,82.111111111111114]
[293,11,13.3,76.444444444444443]
[293,12,14.2,112.97222222222221]
[293,13,14.3,301.08333333333337]
[293,14,15.6,415.38888888888891]
[293,15,15.7,481.52777777777777]
[293,16,15,320.88888888888891]
[293,17,14,151.25]
[293,18,12.3,4.583333333333333]
[293,19,11,0]
[293,20,11.5,0]
[293,21,12.3,0]
[293,22,12.3,0]
[293,23,11.8,0]
[293,24,10.199999999999999,0]
[294,1,9.4,0]
[294,2,8.6999999999999993,0]
[294,3,8.3000000000000007,0]
[294,4,8.1,0]
[294,5,8.1999999999999993,0]
[294,6,8.8000000000000007,0]
[294,7,9.5,0]
[294,8,10.199999999999999,0]
[294,9,10.4,15.166666666666668]
[294,10,10.6,62]
[294,11,12.2,292.77777777777777]
[294,12,13.3,702.05555555555554]
[294,13,14.2,783.02777777777783]
[294,14,14.3,708.44444444444446]
[294,15,13.5,451.16666666666669]
[294,16,13,119.27777777777777]
[294,17,12.6,38.277777777777779]
[294,18,12.4,2.25]
[294,19,12.3,0]
[294,20,12.3,0]
[294,21,10.8,0]
[294,22,10.3,0]
[294,23,10.5,0]
[294,24,10.8,0]
[295,1,11.2,0]
[295,2,11.3,0]
[295,3,10.7,0]
[295,4,11.4,0]
[295,5,10.6,0]
[295,6,9.6999999999999993,0]
[295,7,9.4,0]
[295,8,9.1,11.861111111111112]
[295,9,10.3,114.41666666666666]
[295,10,11.5,191.94444444444446]
[295,11,12.2,209.58333333333334]
[295,12,12.7,107.52777777777779]
[295,13,12.9,131.66666666666666]
[295,14,13.4,153.5277777777778]
[295,15,13.5,133.63888888888889]
[295,16,13.2,93.222222222222229]
[295,17,13,17.777777777777779]
[295,18,12.5,0]
[295,19,11.8,0]
[295,20,11.6,0]
[295,21,11.8,0]
[295,22,12,0]
[295,23,11.9,0]
[295,24,11.6,0]
[296,1,11.1,0]
[296,2,10.7,0]
[296,3,10.7,0]
[296,4,10.6,0]
[296,5,10.4,0]
[296,6,10.1,0]
[296,7,9.6999999999999993,0]
[296,8,9.6999999999999993,17.333333333333332]
[296,9,9.9,73.5]
[296,10,11.2,387.63888888888891]
[296,11,12.1,239.38888888888889]
[296,12,13.9,513.80555555555554]
[296,13,13.7,550.19444444444446]
[296,14,14.9,536.25]
[296,15,14.5,229.80555555555554]
[296,16,14.1,188.63888888888889]
[296,17,13.6,47.305555555555557]
[296,18,13.1,4.583333333333333]
[296,19,12.9,0]
[296,20,12.7,0]
[296,21,12.9,0]
[296,22,11.7,0]
[296,23,11.8,0]
[296,24,11.3,0]
[297,1,10.9,0]
[297,2,11.2,0]
[297,3,10.7,0]
[297,4,10.4,0]
[297,5,10.3,0]
[297,6,10.199999999999999,0]
[297,7,10.1,0]
[297,8,9.5,0]
[297,9,9.6999999999999993,22.388888888888886]
[297,10,10.5,102.58333333333334]
[297,11,12.4,523.66666666666663]
[297,12,11.9,439.33333333333331]
[297,13,12.3,206.77777777777777]
[297,14,12.8,465.25]
[297,15,13.1,303.13888888888886]
[297,16,12.8,370.94444444444446]
[297,17,11.1,167.66666666666669]
[297,18,9.3000000000000007,2.25]
[297,19,9.3000000000000007,0]
[297,20,9,0]
[297,21,9.1999999999999993,0]
[297,22,9.8000000000000007,0]
[297,23,10.1,0]
[297,24,10.1,0]
[298,1,9.9,0]
[298,2,10.1,0]
[298,3,9.6999999999999993,0]
[298,4,9.9,0]
[298,5,9.9,0]
[298,6,9.6,0]
[298,7,9.8000000000000007,0]
[298,8,9.6,6.9722222222222223]
[298,9,10.7,147.11111111111111]
[298,10,11.6,207.02777777777777]
[298,11,13.9,540.61111111111109]
[298,12,15.2,736.38888888888891]
[298,13,15.3,715.27777777777783]
[298,14,15.4,423.88888888888891]
[298,15,15.5,179.88888888888889]
[298,16,14.9,133.11111111111111]
[298,17,14.7,79.777777777777771]
[298,18,13.1,2.25]
[298,19,11.5,0]
[298,20,9.6999999999999993,0]
[298,21,10.7,0]
[298,22,10.6,0]
[298,23,9.8000000000000007,0]
[298,24,9.1,0]
[299,1,7.9,0]
[299,2,7.3,0]
[299,3,7.2,0]
[299,4,7,0]
[299,5,6.9,0]
[299,6,6.1,0]
[299,7,5.6,0]
[299,8,5.5,12.333333333333332]
[299,9,6.3,55.972222222222221]
[299,10,7.5,222.19444444444443]
[299,11,8.6999999999999993,299.33333333333331]
[299,12,10.5,496.77777777777783]
[299,13,11.5,582.38888888888891]
[299,14,12.3,561.55555555555554]
[299,15,12.3,339.30555555555554]
[299,16,11.7,105.55555555555556]
[299,17,10.3,28.277777777777779]
[299,18,9.4,2.25]
[299,19,8,0]
[299,20,7.5,0]
[299,21,7,0]
[299,22,6.5,0]
[299,23,6.2,0]
[299,24,6.6,0]
[300,1,6.7,0]
[300,2,7.1,0]
[300,3,6.9,0]
[300,4,6.6,0]
[300,5,6.5,0]
[300,6,6.6,0]
[300,7,6.5,0]
[300,8,6.5,2.1944444444444446]
[300,9,6.4,20.083333333333332]
[300,10,6.2,35.833333333333336]
[300,11,6.1,60.583333333333329]
[300,12,6.5,76.1388888888889]
[300,13,7,96.194444444444443]
[300,14,7.2,100.08333333333334]
[300,15,7.2,37.388888888888886]
[300,16,7,16.861111111111111]
[300,17,6.8,4.166666666666667]
[300,18,6.5,0]
[300,19,6.3,0]
[300,20,6.2,0]
[300,21,6.1,0]
[300,22,6,0]
[300,23,5.8,0]
[300,24,5.3,0]
[301,1,5.2,0]
[301,2,5.0999999999999996,0]
[301,3,4.8,0]
[301,4,4.5,0]
[301,5,4.5,0]
[301,6,4.5999999999999996,0]
[301,7,4.5,0]
[301,8,4.3,0]
[301,9,4.4000000000000004,6.2222222222222214]
[301,10,4.5,16.694444444444446]
[301,11,4.9000000000000004,18.555555555555554]
[301,12,5.2,25.083333333333332]
[301,13,4.9000000000000004,20.583333333333332]
[301,14,5.2,25.111111111111114]
[301,15,5.3,18.611111111111111]
[301,16,5.5,10.222222222222221]
[301,17,5.7,6.3333333333333339]
[301,18,5.5,0]
[301,19,5.5,0]
[301,20,5.5,0]
[301,21,5.6,0]
[301,22,5.8,0]
[301,23,6,0]
[301,24,6,0]
[302,1,6.1,0]
[302,2,6.1,0]
[302,3,6.3,0]
[302,4,6.3,0]
[302,5,6.6,0]
[302,6,6.7,0]
[302,7,6.9,0]
[302,8,7.1,0]
[302,9,7.6,15.277777777777779]
[302,10,8.6999999999999993,66.555555555555557]
[302,11,9.8000000000000007,170]
[302,12,10.5,256.36111111111109]
[302,13,11.1,70.416666666666671]
[302,14,11.4,143.86111111111111]
[302,15,11.4,47.694444444444443]
[302,16,11.5,28.777777777777775]
[302,17,11.4,8.5833333333333321]
[302,18,10.4,0]
[302,19,9.5,0]
[302,20,8.6,0]
[302,21,8.4,0]
[302,22,8.6999999999999993,0]
[302,23,7.6,0]
[302,24,6.1,0]
[303,1,6.4,0]
[303,2,5.3,0]
[303,3,4.5999999999999996,0]
[303,4,4.2,0]
[303,5,3.4,0]
[303,6,3.5,0]
[303,7,4.3,0]
[303,8,4.3,2.2222222222222223]
[303,9,3.9,15.305555555555555]
[303,10,4.8,43.916666666666664]
[303,11,5.3,63.722222222222221]
[303,12,5.9,94.388888888888886]
[303,13,6.5,96.888888888888886]
[303,14,7.1,73.916666666666671]
[303,15,6.9,27.75]
[303,16,7.4,44.638888888888886]
[303,17,7.7,37.777777777777779]
[303,18,8,2.25]
[303,19,8.1999999999999993,0]
[303,20,7.9,0]
[303,21,7.5,0]
[303,22,7.5,0]
[303,23,7.3,0]
[303,24,7.2,0]
[304,1,6.5,0]
[304,2,6.3,0]
[304,3,6,0]
[304,4,5.2,0]
[304,5,4.2,0]
[304,6,4.4000000000000004,0]
[304,7,3.5,0]
[304,8,3.6,2.2222222222222223]
[304,9,5.2,75.972222222222229]
[304,10,6.5,142.61111111111111]
[304,11,8.1999999999999993,528.30555555555554]
[304,12,9.1999999999999993,735.27777777777783]
[304,13,10.8,759.33333333333326]
[304,14,10.7,726.6111111111112]
[304,15,10.199999999999999,462.41666666666669]
[304,16,9.3000000000000007,108.25]
[304,17,8,23.638888888888886]
[304,18,6.3,0]
[304,19,5.3,0]
[304,20,5.2,0]
[304,21,3.7,0]
[304,22,4.0999999999999996,0]
[304,23,5.7,0]
[304,24,6.2,0]
[305,1,6.3,0]
[305,2,7.1,0]
[305,3,6.6,0]
[305,4,5,0]
[305,5,3.7,0]
[305,6,3.1,0]
[305,7,3.2,0]
[305,8,2.7,2.2222222222222223]
[305,9,4.3,69.25]
[305,10,7.5,340.19444444444446]
[305,11,9.1,464.88888888888886]
[305,12,11.7,562.86111111111109]
[305,13,12.8,611.77777777777783]
[305,14,12.4,473.55555555555554]
[305,15,12.5,371.22222222222223]
[305,16,12.2,282.41666666666669]
[305,17,9.8000000000000007,40.472222222222221]
[305,18,7.7,2.25]
[305,19,7.2,0]
[305,20,5.5,0]
[305,21,5.4,0]
[305,22,4.4000000000000004,0]
[305,23,3.9,0]
[305,24,3.4,0]
[306,1,6.5,0]
[306,2,7.5,0]
[306,3,7.9,0]
[306,4,8.4,0]
[306,5,8.6,0]
[306,6,8.9,0]
[306,7,9.6,0]
[306,8,9.6999999999999993,0]
[306,9,10.199999999999999,10.694444444444445]
[306,10,10.199999999999999,28.583333333333336]
[306,11,9.6999999999999993,39.861111111111114]
[306,12,10,57.361111111111114]
[306,13,9.6999999999999993,59.777777777777771]
[306,14,9.9,41.861111111111107]
[306,15,9.9,35.083333333333336]
[306,16,10.199999999999999,24]
[306,17,10.199999999999999,6.3611111111111107]
[306,18,10.1,2.25]
[306,19,10.199999999999999,0]
[306,20,10,0]
[306,21,10.1,0]
[306,22,9.8000000000000007,0]
[306,23,9.6999999999999993,0]
[306,24,9.4,0]
[307,1,9.1999999999999993,0]
[307,2,9,0]
[307,3,9.1,0]
[307,4,8.5,0]
[307,5,8.1999999999999993,0]
[307,6,8,0]
[307,7,7.6,0]
[307,8,7.5,0]
[307,9,7.4,10.694444444444445]
[307,10,7.6,28.638888888888886]
[307,11,7.8,67.222222222222229]
[307,12,8.6999999999999993,92.305555555555557]
[307,13,9.1,101.05555555555556]
[307,14,9.6,99.027777777777771]
[307,15,9.5,83.138888888888886]
[307,16,9.3000000000000007,60.194444444444443]
[307,17,8.9,13.472222222222221]
[307,18,8.6999999999999993,2.25]
[307,19,8.9,0]
[307,20,8.9,0]
[307,21,9.5,0]
[307,22,9.6999999999999993,0]
[307,23,9.1999999999999993,0]
[307,24,9.3000000000000007,0]
[308,1,9,0]
[308,2,9,0]
[308,3,9.1999999999999993,0]
[308,4,9.1999999999999993,0]
[308,5,9.3000000000000007,0]
[308,6,9.4,0]
[308,7,9.5,0]
[308,8,9.6999999999999993,0]
[308,9,9.9,10.722222222222223]
[308,10,10.3,23.75]
[308,11,10.6,39.972222222222221]
[308,12,10.7,22.722222222222221]
[308,13,11,31.888888888888889]
[308,14,11.1,18.305555555555557]
[308,15,11.3,16.333333333333332]
[308,16,11.4,26.583333333333336]
[308,17,11.2,4.166666666666667]
[308,18,11,0]
[308,19,11,0]
[308,20,10.9,0]
[308,21,10.8,0]
[308,22,10.5,0]
[308,23,10.5,0]
[308,24,10.4,0]
[309,1,10.5,0]
[309,2,10.7,0]
[309,3,10.9,0]
[309,4,10.9,0]
[309,5,10.7,0]
[309,6,10.5,0]
[309,7,10.4,0]
[309,8,10.5,0]
[309,9,10.6,6.2222222222222214]
[309,10,10.7,16.722222222222221]
[309,11,10.7,25.305555555555554]
[309,12,10.7,36.833333333333329]
[309,13,10.4,27.222222222222221]
[309,14,10.7,36.944444444444443]
[309,15,10.6,16.333333333333332]
[309,16,10.5,16.916666666666668]
[309,17,10.4,4.166666666666667]
[309,18,10.3,0]
[309,19,10.3,0]
[309,20,10.5,0]
[309,21,10.5,0]
[309,22,10.199999999999999,0]
[309,23,10,0]
[309,24,10.1,0]
[310,1,10,0]
[310,2,10.1,0]
[310,3,10.1,0]
[310,4,10.1,0]
[310,5,10.199999999999999,0]
[310,6,10.4,0]
[310,7,10.5,0]
[310,8,10.7,0]
[310,9,11,6.2222222222222214]
[310,10,11.4,16.722222222222221]
[310,11,11.7,22.972222222222221]
[310,12,12.2,63.25]
[310,13,12.6,80.222222222222229]
[310,14,12.5,63.5]
[310,15,13,80.944444444444443]
[310,16,13,24.194444444444443]
[310,17,12.5,6.3888888888888893]
[310,18,12.2,0]
[310,19,12.1,0]
[310,20,12.1,0]
[310,21,12,0]
[310,22,12.1,0]
[310,23,12.2,0]
[310,24,12.3,0]
[311,1,12.3,0]
[311,2,12.2,0]
[311,3,12,0]
[311,4,11.9,0]
[311,5,12,0]
[311,6,11.9,0]
[311,7,11.7,0]
[311,8,11.5,0]
[311,9,11.4,4.083333333333333]
[311,10,11.4,10.083333333333332]
[311,11,11.5,18.444444444444446]
[311,12,11.6,27.277777777777779]
[311,13,11.8,22.638888888888889]
[311,14,12,27.333333333333336]
[311,15,12,20.805555555555557]
[311,16,12.1,14.638888888888889]
[311,17,12.2,4.166666666666667]
[311,18,12.1,0]
[311,19,12,0]
[311,20,12.1,0]
[311,21,12.2,0]
[311,22,12.4,0]
[311,23,12.6,0]
[311,24,12.3,0]
[312,1,12.4,0]
[312,2,11.3,0]
[312,3,10.7,0]
[312,4,10.1,0]
[312,5,10,0]
[312,6,9.6,0]
[312,7,9.3000000000000007,0]
[312,8,8.6999999999999993,0]
[312,9,8.6999999999999993,10.833333333333334]
[312,10,8.9,23.916666666666664]
[312,11,9.3000000000000007,42.805555555555557]
[312,12,9.8000000000000007,103.5]
[312,13,10.3,140.66666666666666]
[312,14,10.8,100.69444444444444]
[312,15,10.5,43.166666666666671]
[312,16,10.5,21.805555555555557]
[312,17,9.6,11.277777777777779]
[312,18,8.3000000000000007,0]
[312,19,6.8,0]
[312,20,5.7,0]
[312,21,3.8,0]
[312,22,2.9,0]
[312,23,2.2999999999999998,0]
[312,24,2.2999999999999998,0]
[313,1,2,0]
[313,2,2.2999999999999998,0]
[313,3,2,0]
[313,4,1.8,0]
[313,5,2,0]
[313,6,2.1,0]
[313,7,1.5,0]
[313,8,2.8,2.2222222222222223]
[313,9,4.0999999999999996,46.638888888888893]
[313,10,6.4,128.86111111111111]
[313,11,8.4,329.88888888888886]
[313,12,9.8000000000000007,300.08333333333331]
[313,13,9.9,364.38888888888886]
[313,14,9.9,447.66666666666663]
[313,15,9.5,291.19444444444446]
[313,16,9.1999999999999993,72.666666666666671]
[313,17,9.1,16.722222222222221]
[313,18,9.8000000000000007,0]
[313,19,8.9,0]
[313,20,8.6,0]
[313,21,8.6,0]
[313,22,9.1999999999999993,0]
[313,23,8.9,0]
[313,24,9.4,0]
[314,1,10.5,0]
[314,2,10.3,0]
[314,3,10.1,0]
[314,4,10.3,0]
[314,5,10.199999999999999,0]
[314,6,10.5,0]
[314,7,10.5,0]
[314,8,10.5,0]
[314,9,10.7,4.083333333333333]
[314,10,10.8,26.5]
[314,11,10.9,25.333333333333336]
[314,12,10.7,34.472222222222221]
[314,13,10.199999999999999,27.194444444444446]
[314,14,10.1,20.444444444444443]
[314,15,9.1999999999999993,7.7777777777777777]
[314,16,7.9,8]
[314,17,7.2,2.0277777777777777]
[314,18,7.1,0]
[314,19,7.1,0]
[314,20,7.3,0]
[314,21,7.3,0]
[314,22,6.3,0]
[314,23,5.3,0]
[314,24,4.8,0]
[315,1,4.2,0]
[315,2,4,0]
[315,3,3.4,0]
[315,4,3.2,0]
[315,5,3.7,0]
[315,6,3.5,0]
[315,7,3.5,0]
[315,8,4.2,0]
[315,9,4.3,21.638888888888889]
[315,10,4.5,24.055555555555554]
[315,11,4.7,115.19444444444444]
[315,12,6.8,533.63888888888891]
[315,13,6.5,405.33333333333337]
[315,14,8.1999999999999993,612.91666666666663]
[315,15,7.1,479.25]
[315,16,7,80.944444444444443]
[315,17,6.4,8.9444444444444446]
[315,18,5,0]
[315,19,5.2,0]
[315,20,5.6,0]
[315,21,5.6,0]
[315,22,4.9000000000000004,0]
[315,23,6.3,0]
[315,24,6.2,0]
[316,1,5.9,0]
[316,2,5.8,0]
[316,3,6.1,0]
[316,4,5.9,0]
[316,5,5.8,0]
[316,6,5.7,0]
[316,7,5.4,0]
[316,8,5,0]
[316,9,6.1,94]
[316,10,7.2,212.22222222222223]
[316,11,7.9,431.36111111111114]
[316,12,8.1999999999999993,609.52777777777783]
[316,13,8.1,331.25]
[316,14,7.9,317.66666666666663]
[316,15,7.9,118.77777777777779]
[316,16,7.3,56.527777777777779]
[316,17,6.7,9]
[316,18,6.1,0]
[316,19,6.1,0]
[316,20,5.9,0]
[316,21,6,0]
[316,22,6,0]
[316,23,6.2,0]
[316,24,5.7,0]
[317,1,6.6,0]
[317,2,9.9,0]
[317,3,11.2,0]
[317,4,12.8,0]
[317,5,12.5,0]
[317,6,8.6,0]
[317,7,8.1,0]
[317,8,8.3000000000000007,0]
[317,9,8.1999999999999993,22.111111111111111]
[317,10,6.4,26.75]
[317,11,6.4,75.777777777777786]
[317,12,6.9,126.1388888888889]
[317,13,8.1,485.25]
[317,14,7.9,417.30555555555554]
[317,15,7.9,216.80555555555554]
[317,16,7.3,41.138888888888886]
[317,17,7,9.0277777777777786]
[317,18,7.2,0]
[317,19,7.2,0]
[317,20,6.6,0]
[317,21,5.8,0]
[317,22,6.8,0]
[317,23,6.3,0]
[317,24,5.9,0]
[318,1,5,0]
[318,2,4.5999999999999996,0]
[318,3,3.2,0]
[318,4,2.5,0]
[318,5,3.8,0]
[318,6,4.2,0]
[318,7,2.7,0]
[318,8,2,0]
[318,9,2.7,1.9722222222222221]
[318,10,4.2,37.777777777777779]
[318,11,4.9000000000000004,72.888888888888886]
[318,12,5.4,120.02777777777779]
[318,13,6.5,228.94444444444446]
[318,14,7.9,524.13888888888891]
[318,15,7.2,144.08333333333334]
[318,16,6.1,29.888888888888886]
[318,17,5.0999999999999996,9.1111111111111107]
[318,18,4.2,0]
[318,19,3.2,0]
[318,20,3.8,0]
[318,21,2.5,0]
[318,22,2.4,0]
[318,23,1.2,0]
[318,24,0.7,0]
[319,1,0.9,0]
[319,2,2.2999999999999998,0]
[319,3,2.7,0]
[319,4,1.1000000000000001,0]
[319,5,1.4,0]
[319,6,2.1,0]
[319,7,1.8,0]
[319,8,0.3,0]
[319,9,0.9,61.833333333333329]
[319,10,3.3,169.05555555555557]
[319,11,5.7,436.33333333333331]
[319,12,6.8,617.22222222222217]
[319,13,7.2,595]
[319,14,7.1,580.63888888888891]
[319,15,7.2,455.97222222222223]
[319,16,6.6,287.61111111111114]
[319,17,5.3,61.361111111111114]
[319,18,4.3,0]
[319,19,3.7,0]
[319,20,3.7,0]
[319,21,3.7,0]
[319,22,2.4,0]
[319,23,2.6,0]
[319,24,2.2999999999999998,0]
[320,1,1.6,0]
[320,2,1.6,0]
[320,3,1.1000000000000001,0]
[320,4,1.2,0]
[320,5,1.2,0]
[320,6,0.9,0]
[320,7,1.2,0]
[320,8,1.6,0]
[320,9,2.4,8.75]
[320,10,3.3,32.194444444444443]
[320,11,4,38.111111111111107]
[320,12,3.8,70.666666666666671]
[320,13,3.7,76.1388888888889]
[320,14,3.7,80.416666666666671]
[320,15,3.4,38.472222222222221]
[320,16,2.7,87.694444444444443]
[320,17,2.2000000000000002,18.277777777777779]
[320,18,2.6,0]
[320,19,2.6,0]
[320,20,2.4,0]
[320,21,2.4,0]
[320,22,2.2000000000000002,0]
[320,23,2.2999999999999998,0]
[320,24,2,0]
[321,1,1.7,0]
[321,2,2.2000000000000002,0]
[321,3,3.1,0]
[321,4,3.1,0]
[321,5,2.1,0]
[321,6,2.2999999999999998,0]
[321,7,2,0]
[321,8,1.8,0]
[321,9,1.9,8.8333333333333339]
[321,10,2.4,41]
[321,11,3.2,80.444444444444457]
[321,12,3.7,96.777777777777771]
[321,13,3.8,70.222222222222229]
[321,14,4.0999999999999996,68.138888888888886]
[321,15,3.8,38.555555555555557]
[321,16,3.8,22.166666666666664]
[321,17,3.3,4.2777777777777777]
[321,18,3.2,0]
[321,19,2.7,0]
[321,20,2.1,0]
[321,21,1.7,0]
[321,22,1.9,0]
[321,23,2,0]
[321,24,1.4,0]
[322,1,2.9,0]
[322,2,2.4,0]
[322,3,2,0]
[322,4,2.2999999999999998,0]
[322,5,2.4,0]
[322,6,2.7,0]
[322,7,2.8,0]
[322,8,2.2000000000000002,0]
[322,9,2.2999999999999998,69.555555555555557]
[322,10,3.6,274.11111111111109]
[322,11,5,418.91666666666663]
[322,12,6.3,580.22222222222229]
[322,13,5.0999999999999996,652]
[322,14,5.4,319.41666666666669]
[322,15,6.6,496.16666666666669]
[322,16,5,233.38888888888891]
[322,17,3.4,13.916666666666668]
[322,18,1.5,0]
[322,19,0.6,0]
[322,20,0.1,0]
[322,21,0.5,0]
[322,22,-0.3,0]
[322,23,-1,0]
[322,24,-2.2000000000000002,0]
[323,1,-2.2999999999999998,0]
[323,2,-1.9,0]
[323,3,-1.3,0]
[323,4,-0.6,0]
[323,5,-0.1,0]
[323,6,-0.1,0]
[323,7,-0.1,0]
[323,8,0,0]
[323,9,0.3,8.9444444444444446]
[323,10,0.6,35.472222222222221]
[323,11,1.4,41.083333333333336]
[323,12,2,122.77777777777777]
[323,13,2.4,143.9722222222222]
[323,14,2.5,135.16666666666669]
[323,15,2.9,119.97222222222221]
[323,16,2.9,27.694444444444446]
[323,17,2.9,4.3055555555555554]
[323,18,2.2000000000000002,0]
[323,19,1.7,0]
[323,20,1.6,0]
[323,21,1.6,0]
[323,22,2.2000000000000002,0]
[323,23,2.6,0]
[323,24,3.1,0]
[324,1,3.9,0]
[324,2,4.4000000000000004,0]
[324,3,4.8,0]
[324,4,5,0]
[324,5,5.7,0]
[324,6,6.3,0]
[324,7,6.9,0]
[324,8,6.3,0]
[324,9,7.1,2]
[324,10,7.3,10.055555555555557]
[324,11,7.7,18.472222222222221]
[324,12,8,34.777777777777779]
[324,13,7.3,15.888888888888889]
[324,14,7.8,7.6111111111111107]
[324,15,8.1,14.055555555555555]
[324,16,8.8000000000000007,19.75]
[324,17,9.3000000000000007,2.0277777777777777]
[324,18,8.9,0]
[324,19,8.4,0]
[324,20,7.7,0]
[324,21,7.2,0]
[324,22,7.6,0]
[324,23,6.8,0]
[324,24,6.9,0]
[325,1,6.7,0]
[325,2,6.5,0]
[325,3,6.6,0]
[325,4,7.2,0]
[325,5,7.6,0]
[325,6,7,0]
[325,7,6.1,0]
[325,8,6.3,0]
[325,9,7.2,0]
[325,10,7.3,22.027777777777779]
[325,11,7.3,38.555555555555557]
[325,12,7.2,22.666666666666664]
[325,13,8.6,196.33333333333331]
[325,14,8.3000000000000007,432.58333333333331]
[325,15,8.3000000000000007,328.97222222222223]
[325,16,7.8,69.833333333333329]
[325,17,7.4,4.3611111111111107]
[325,18,6.8,0]
[325,19,6.8,0]
[325,20,6.2,0]
[325,21,5.8,0]
[325,22,5.3,0]
[325,23,5.4,0]
[325,24,5,0]
[326,1,5.0999999999999996,0]
[326,2,5.0999999999999996,0]
[326,3,5.5,0]
[326,4,5.5,0]
[326,5,6,0]
[326,6,6.3,0]
[326,7,6.4,0]
[326,8,7.4,0]
[326,9,7.6,2]
[326,10,7.6,42.111111111111107]
[326,11,8.1999999999999993,408.72222222222223]
[326,12,8.6999999999999993,261.16666666666669]
[326,13,9.1,445.66666666666669]
[326,14,8.3000000000000007,56.972222222222221]
[326,15,8.5,59.861111111111114]
[326,16,7.7,14.861111111111111]
[326,17,7.5,2.0555555555555558]
[326,18,7.4,0]
[326,19,7.3,0]
[326,20,6.9,0]
[326,21,6.1,0]
[326,22,4.9000000000000004,0]
[326,23,4.5999999999999996,0]
[326,24,4.7,0]
[327,1,3.7,0]
[327,2,5.0999999999999996,0]
[327,3,4.8,0]
[327,4,5,0]
[327,5,2.7,0]
[327,6,4.0999999999999996,0]
[327,7,3.3,0]
[327,8,3.6,0]
[327,9,4.0999999999999996,6.666666666666667]
[327,10,4.8,229.41666666666666]
[327,11,5,404]
[327,12,7,628.55555555555566]
[327,13,6.8,698.63888888888891]
[327,14,6.5,598.69444444444446]
[327,15,6.2,364.02777777777777]
[327,16,5,181.05555555555554]
[327,17,4.0999999999999996,34.916666666666664]
[327,18,3.4,0]
[327,19,4.0999999999999996,0]
[327,20,4.0999999999999996,0]
[327,21,4.5,0]
[327,22,4.2,0]
[327,23,4.3,0]
[327,24,4.4000000000000004,0]
[328,1,3.7,0]
[328,2,2.9,0]
[328,3,2.2999999999999998,0]
[328,4,1.5,0]
[328,5,1.7,0]
[328,6,1.7,0]
[328,7,2.6,0]
[328,8,2.5,0]
[328,9,2.2000000000000002,12.388888888888889]
[328,10,4.0999999999999996,261.63888888888886]
[328,11,5.8,351.38888888888891]
[328,12,5.7,125.69444444444444]
[328,13,5.7,137.80555555555557]
[328,14,7.1,531.88888888888891]
[328,15,6.9,336.80555555555554]
[328,16,5.8,25.388888888888889]
[328,17,4.5,7.1111111111111116]
[328,18,4.3,0]
[328,19,3.6,0]
[328,20,3.4,0]
[328,21,2.2999999999999998,0]
[328,22,1.7,0]
[328,23,2.2999999999999998,0]
[328,24,3.2,0]
[329,1,2,0]
[329,2,2.8,0]
[329,3,1.6,0]
[329,4,0.9,0]
[329,5,-0.8,0]
[329,6,-1.1000000000000001,0]
[329,7,-0.8,0]
[329,8,-3,0]
[329,9,-1.4,23.277777777777779]
[329,10,0.6,327.02777777777777]
[329,11,2.7,289.44444444444446]
[329,12,3.7,427.61111111111114]
[329,13,4,160.63888888888889]
[329,14,3.9,89.666666666666671]
[329,15,3.7,45.027777777777779]
[329,16,3.6,28.305555555555557]
[329,17,3.4,4.4444444444444446]
[329,18,2.9,0]
[329,19,2.8,0]
[329,20,2.4,0]
[329,21,2.2000000000000002,0]
[329,22,1.5,0]
[329,23,1.4,0]
[329,24,1.8,0]
[330,1,2,0]
[330,2,1.7,0]
[330,3,1.2,0]
[330,4,0.7,0]
[330,5,0.6,0]
[330,6,-0.8,0]
[330,7,-0.7,0]
[330,8,-1.3,0]
[330,9,-0.8,6.8611111111111107]
[330,10,-0.6,60.666666666666671]
[330,11,0.2,225.36111111111109]
[330,12,1.4,494.94444444444446]
[330,13,3,534.41666666666674]
[330,14,4.0999999999999996,451.08333333333337]
[330,15,3.6,80.055555555555557]
[330,16,3.1,14.972222222222221]
[330,17,3.4,2.0555555555555558]
[330,18,3.3,0]
[330,19,2.1,0]
[330,20,1.2,0]
[330,21,1.1000000000000001,0]
[330,22,1.1000000000000001,0]
[330,23,1.5,0]
[330,24,1.8,0]
[331,1,2.1,0]
[331,2,2.2999999999999998,0]
[331,3,2.5,0]
[331,4,2.6,0]
[331,5,2.5,0]
[331,6,2.6,0]
[331,7,2.8,0]
[331,8,2.8,0]
[331,9,3.2,0]
[331,10,3.7,10.138888888888889]
[331,11,4.0999999999999996,25.833333333333332]
[331,12,4.8,51.555555555555557]
[331,13,5.5,78.5]
[331,14,6,93.833333333333343]
[331,15,5.9,42.333333333333336]
[331,16,5.5,15]
[331,17,5.2,2.0555555555555558]
[331,18,4.9000000000000004,0]
[331,19,5,0]
[331,20,5,0]
[331,21,4.8,0]
[331,22,4.5,0]
[331,23,4.0999999999999996,0]
[331,24,3.9,0]
[332,1,3.6,0]
[332,2,3.3,0]
[332,3,3.2,0]
[332,4,3.2,0]
[332,5,2.6,0]
[332,6,2.2999999999999998,0]
[332,7,2.2000000000000002,0]
[332,8,1.8,0]
[332,9,1.8,2.0277777777777777]
[332,10,2.1,22.583333333333332]
[332,11,2.5,88.75]
[332,12,3,76.583333333333329]
[332,13,3.4,75.444444444444457]
[332,14,3.7,57.75]
[332,15,4,21.055555555555554]
[332,16,4.3,5.8611111111111116]
[332,17,4.3,2.0555555555555558]
[332,18,4.5,0]
[332,19,4.9000000000000004,0]
[332,20,4.9000000000000004,0]
[332,21,4.5,0]
[332,22,4.0999999999999996,0]
[332,23,3.7,0]
[332,24,3.7,0]
[333,1,3.8,0]
[333,2,3.2,0]
[333,3,3,0]
[333,4,2.9,0]
[333,5,2.9,0]
[333,6,2.8,0]
[333,7,3.4,0]
[333,8,2.7,0]
[333,9,2.6,4.416666666666667]
[333,10,3.6,78.527777777777771]
[333,11,4.5,249.75]
[333,12,5.7,485.91666666666663]
[333,13,6.5,607.19444444444446]
[333,14,7,595.44444444444446]
[333,15,6.2,378.47222222222223]
[333,16,5.7,22.972222222222221]
[333,17,5.3,2.0555555555555558]
[333,18,5.3,0]
[333,19,5,0]
[333,20,4.7,0]
[333,21,4.7,0]
[333,22,4.5,0]
[333,23,4.5999999999999996,0]
[333,24,4.5,0]
[334,1,4.7,0]
[334,2,4.5999999999999996,0]
[334,3,4.5,0]
[334,4,4.5,0]
[334,5,4.5999999999999996,0]
[334,6,4.7,0]
[334,7,4.9000000000000004,0]
[334,8,4.9000000000000004,0]
[334,9,5,2.0277777777777777]
[334,10,5.3,70.805555555555557]
[334,11,6.1,105.52777777777777]
[334,12,6.6,109.44444444444444]
[334,13,6.8,63.138888888888893]
[334,14,7.2,58]
[334,15,7,28.694444444444443]
[334,16,7.2,8]
[334,17,6.7,0]
[334,18,6.7,0]
[334,19,7.2,0]
[334,20,7.2,0]
[334,21,7.1,0]
[334,22,6.2,0]
[334,23,5.3,0]
[334,24,4.3,0]
[335,1,3.5,0]
[335,2,2.6,0]
[335,3,1.7,0]
[335,4,1.6,0]
[335,5,1.5,0]
[335,6,1.4,0]
[335,7,1.4,0]
[335,8,1.1000000000000001,0]
[335,9,1.4,0]
[335,10,1.7,5.833333333333333]
[335,11,2.4,16.305555555555557]
[335,12,2.7,40.611111111111107]
[335,13,3.1,45.638888888888893]
[335,14,3.5,58.111111111111107]
[335,15,3.7,18.694444444444443]
[335,16,3.7,8]
[335,17,3.8,2.0555555555555558]
[335,18,3.8,0]
[335,19,4,0]
[335,20,4.2,0]
[335,21,4.2,0]
[335,22,4.3,0]
[335,23,4.4000000000000004,0]
[335,24,4.5,0]
[336,1,4.5,0]
[336,2,4.5999999999999996,0]
[336,3,4.8,0]
[336,4,5,0]
[336,5,5.0999999999999996,0]
[336,6,5.3,0]
[336,7,5.2,0]
[336,8,5.2,0]
[336,9,5.5,0]
[336,10,5.6,7.9722222222222223]
[336,11,5.7,28.666666666666668]
[336,12,5.9,58.138888888888893]
[336,13,6,63.416666666666671]
[336,14,5.6,58.25]
[336,15,5.2,48.972222222222229]
[336,16,5,29.138888888888889]
[336,17,4.4000000000000004,4.4444444444444446]
[336,18,4.0999999999999996,0]
[336,19,3.6,0]
[336,20,3.4,0]
[336,21,3.1,0]
[336,22,3,0]
[336,23,2.7,0]
[336,24,2.2999999999999998,0]
[337,1,1.9,0]
[337,2,1.9,0]
[337,3,1.7,0]
[337,4,1.7,0]
[337,5,1.6,0]
[337,6,1.5,0]
[337,7,1.8,0]
[337,8,2.1,0]
[337,9,2.4,0]
[337,10,2.8,3.7777777777777777]
[337,11,3.4,11.833333333333334]
[337,12,3.7,18.166666666666668]
[337,13,4.3,24.972222222222225]
[337,14,5.4,20.472222222222221]
[337,15,6.1,16.361111111111111]
[337,16,6.7,10.305555555555555]
[337,17,6.8,13.583333333333332]
[337,18,6.8,0]
[337,19,6.6,0]
[337,20,6.1,0]
[337,21,5.3,0]
[337,22,5,0]
[337,23,5.2,0]
[337,24,5.6,0]
[338,1,5.7,0]
[338,2,5.8,0]
[338,3,5.5,0]
[338,4,5.3,0]
[338,5,5.2,0]
[338,6,6.8,0]
[338,7,6.1,0]
[338,8,5,0]
[338,9,5.8,0]
[338,10,5.8,20.416666666666668]
[338,11,6.5,87.805555555555557]
[338,12,7.5,123.25]
[338,13,8.1999999999999993,201.66666666666666]
[338,14,9.1,550.5]
[338,15,8.4,462.83333333333337]
[338,16,7.5,217.25]
[338,17,6.1,17.277777777777779]
[338,18,5.0999999999999996,0]
[338,19,4.7,0]
[338,20,4.0999999999999996,0]
[338,21,4.0999999999999996,0]
[338,22,4.4000000000000004,0]
[338,23,5.0999999999999996,0]
[338,24,6.8,0]
[339,1,6.8,0]
[339,2,7.2,0]
[339,3,7.2,0]
[339,4,7.2,0]
[339,5,7.2,0]
[339,6,7.4,0]
[339,7,7.4,0]
[339,8,7.7,0]
[339,9,7.7,0]
[339,10,8.1,3.7777777777777777]
[339,11,8.4,7.6111111111111107]
[339,12,8.8000000000000007,11.611111111111111]
[339,13,9,15.833333333333334]
[339,14,9.3000000000000007,15.916666666666666]
[339,15,9.1,9.6944444444444446]
[339,16,9,8.0277777777777768]
[339,17,9,0]
[339,18,7.8,0]
[339,19,7.9,0]
[339,20,7.3,0]
[339,21,6.4,0]
[339,22,6.1,0]
[339,23,5.8,0]
[339,24,5.3,0]
[340,1,5.0999999999999996,0]
[340,2,5.0999999999999996,0]
[340,3,5.2,0]
[340,4,5.5,0]
[340,5,5.2,0]
[340,6,5.2,0]
[340,7,4.7,0]
[340,8,4.8,0]
[340,9,5,0]
[340,10,5.4,5.8611111111111116]
[340,11,5,16.388888888888889]
[340,12,5,22.833333333333336]
[340,13,3.5,13.666666666666668]
[340,14,3,49.555555555555557]
[340,15,2.6,49.416666666666671]
[340,16,2.1,15.222222222222221]
[340,17,1,17.305555555555554]
[340,18,1.9,0]
[340,19,2.1,0]
[340,20,2.2000000000000002,0]
[340,21,1.3,0]
[340,22,2.1,0]
[340,23,1.7,0]
[340,24,2,0]
[341,1,2.2000000000000002,0]
[341,2,2.1,0]
[341,3,2.2999999999999998,0]
[341,4,1.9,0]
[341,5,1.6,0]
[341,6,1,0]
[341,7,0.7,0]
[341,8,1.2,0]
[341,9,2,0]
[341,10,1.9,26.555555555555554]
[341,11,3,117.11111111111111]
[341,12,2.2000000000000002,150.75]
[341,13,1.5,113.44444444444444]
[341,14,1.9,231.58333333333334]
[341,15,1.7,52.277777777777771]
[341,16,0.4,20.611111111111111]
[341,17,0.9,10.222222222222221]
[341,18,0.7,0]
[341,19,0.6,0]
[341,20,0.8,0]
[341,21,1.7,0]
[341,22,0.8,0]
[341,23,1.7,0]
[341,24,1.2,0]
[342,1,1.1000000000000001,0]
[342,2,1.2,0]
[342,3,1.4,0]
[342,4,0.3,0]
[342,5,0.8,0]
[342,6,1,0]
[342,7,1,0]
[342,8,1.2,0]
[342,9,1.6,0]
[342,10,0.7,12.805555555555555]
[342,11,2,114.36111111111111]
[342,12,2.2999999999999998,507.75]
[342,13,1.8,545.02777777777771]
[342,14,1.6,411.22222222222223]
[342,15,2.5,338.13888888888886]
[342,16,1.1000000000000001,298.75]
[342,17,0.9,22.055555555555557]
[342,18,0.6,0]
[342,19,0.5,0]
[342,20,0.6,0]
[342,21,-0.3,0]
[342,22,-0.1,0]
[342,23,0.2,0]
[342,24,0.2,0]
[343,1,0.1,0]
[343,2,0.1,0]
[343,3,0.1,0]
[343,4,1.4,0]
[343,5,1.7,0]
[343,6,1.4,0]
[343,7,0.7,0]
[343,8,0.2,0]
[343,9,-0.4,0]
[343,10,-0.4,15.416666666666666]
[343,11,0,210.83333333333334]
[343,12,-0.4,300.91666666666663]
[343,13,0.5,126.33333333333334]
[343,14,0.7,303.3055555555556]
[343,15,0.8,374.94444444444446]
[343,16,0.4,129.88888888888889]
[343,17,-0.1,13.611111111111111]
[343,18,-1,0]
[343,19,-0.9,0]
[343,20,-0.4,0]
[343,21,-0.8,0]
[343,22,-0.7,0]
[343,23,0,0]
[343,24,0,0]
[344,1,0.8,0]
[344,2,0.8,0]
[344,3,0.4,0]
[344,4,0.2,0]
[344,5,-0.1,0]
[344,6,-0.4,0]
[344,7,-0.6,0]
[344,8,-0.8,0]
[344,9,-0.8,0]
[344,10,-0.4,3.8055555555555554]
[344,11,-0.4,43.722222222222221]
[344,12,-0.1,72.361111111111114]
[344,13,-0.5,252.88888888888889]
[344,14,-0.4,499.05555555555554]
[344,15,-0.3,486.91666666666669]
[344,16,-1.6,314.1944444444444]
[344,17,-2.5,60.388888888888893]
[344,18,-3.2,0]
[344,19,-6.4,0]
[344,20,-5.2,0]
[344,21,-7.5,0]
[344,22,-8.3000000000000007,0]
[344,23,-8.6999999999999993,0]
[344,24,-7.4,0]
[345,1,-8.6,0]
[345,2,-9.8000000000000007,0]
[345,3,-9.8000000000000007,0]
[345,4,-8.6,0]
[345,5,-9.4,0]
[345,6,-9.8000000000000007,0]
[345,7,-10,0]
[345,8,-8.8000000000000007,0]
[345,9,-7.8,0]
[345,10,-7.3,24.055555555555554]
[345,11,-6.6,71.222222222222214]
[345,12,-6,162.41666666666669]
[345,13,-5.0999999999999996,185.63888888888889]
[345,14,-4.7,105.38888888888889]
[345,15,-4.5999999999999996,119.86111111111111]
[345,16,-4.9000000000000004,76.583333333333329]
[345,17,-4.5999999999999996,17.361111111111111]
[345,18,-3.9,0]
[345,19,-3.4,0]
[345,20,-3.4,0]
[345,21,-2.2999999999999998,0]
[345,22,-1.7,0]
[345,23,-0.9,0]
[345,24,-1.1000000000000001,0]
[346,1,-1.4,0]
[346,2,-0.9,0]
[346,3,-1.7,0]
[346,4,-1.4,0]
[346,5,-1.1000000000000001,0]
[346,6,-0.9,0]
[346,7,-0.7,0]
[346,8,-0.3,0]
[346,9,-0.2,0]
[346,10,-0.1,8.1111111111111107]
[346,11,0,18.888888888888889]
[346,12,0.1,20.527777777777779]
[346,13,0.4,35.222222222222221]
[346,14,0.5,41.166666666666664]
[346,15,0.6,37.527777777777779]
[346,16,0.8,29.777777777777779]
[346,17,0.7,7.166666666666667]
[346,18,0.7,0]
[346,19,0.6,0]
[346,20,0.6,0]
[346,21,0.8,0]
[346,22,0.9,0]
[346,23,0.9,0]
[346,24,1.6,0]
[347,1,2.4,0]
[347,2,2.9,0]
[347,3,3.3,0]
[347,4,3.3,0]
[347,5,3.7,0]
[347,6,3.7,0]
[347,7,3.3,0]
[347,8,3.7,0]
[347,9,4.5,0]
[347,10,4.3,5.916666666666667]
[347,11,4.5,26.611111111111111]
[347,12,5.0999999999999996,30.472222222222221]
[347,13,6.3,61.444444444444443]
[347,14,6,65.722222222222214]
[347,15,6.6,31.805555555555557]
[347,16,6.6,23.638888888888886]
[347,17,6.8,4.4444444444444446]
[347,18,6.9,0]
[347,19,6.5,0]
[347,20,6.4,0]
[347,21,6.9,0]
[347,22,6.7,0]
[347,23,6.8,0]
[347,24,6.7,0]
[348,1,6.9,0]
[348,2,6.9,0]
[348,3,6.7,0]
[348,4,6.7,0]
[348,5,6.7,0]
[348,6,6.9,0]
[348,7,7,0]
[348,8,7.3,0]
[348,9,7.5,0]
[348,10,7.6,5.916666666666667]
[348,11,7.8,21.305555555555557]
[348,12,7.8,35.805555555555557]
[348,13,8.6,74.638888888888886]
[348,14,8.5,94.25]
[348,15,8.5,37.583333333333336]
[348,16,8.4,26.722222222222221]
[348,17,8,10.222222222222221]
[348,18,7.8,0]
[348,19,8,0]
[348,20,7.7,0]
[348,21,7.7,0]
[348,22,7.4,0]
[348,23,7,0]
[348,24,6.8,0]
[349,1,6.9,0]
[349,2,6.8,0]
[349,3,6.8,0]
[349,4,6.6,0]
[349,5,6.5,0]
[349,6,6.3,0]
[349,7,6.2,0]
[349,8,6.1,0]
[349,9,6.3,0]
[349,10,6.3,1.8333333333333333]
[349,11,5.9,7.6111111111111107]
[349,12,5.8,9.5]
[349,13,6.2,9.4722222222222232]
[349,14,6.4,20.5]
[349,15,6.3,14.083333333333334]
[349,16,6,8.0277777777777768]
[349,17,6.4,2.0555555555555558]
[349,18,6.3,0]
[349,19,6.7,0]
[349,20,6.9,0]
[349,21,7.2,0]
[349,22,7.4,0]
[349,23,7.7,0]
[349,24,7.5,0]
[350,1,7.3,0]
[350,2,7.2,0]
[350,3,7.2,0]
[350,4,7.3,0]
[350,5,6.5,0]
[350,6,6.5,0]
[350,7,5.9,0]
[350,8,5.6,0]
[350,9,4.7,0]
[350,10,5.3,29.388888888888889]
[350,11,6.3,312.16666666666663]
[350,12,6,375.4444444444444]
[350,13,5.8,513.97222222222217]
[350,14,7,149.5]
[350,15,6.5,481.66666666666669]
[350,16,4.9000000000000004,181.13888888888889]
[350,17,3.3,13.694444444444443]
[350,18,3.7,0]
[350,19,3.5,0]
[350,20,3.5,0]
[350,21,2.2999999999999998,0]
[350,22,2.1,0]
[350,23,1.6,0]
[350,24,1.5,0]
[351,1,0.5,0]
[351,2,0.3,0]
[351,3,0.3,0]
[351,4,0.6,0]
[351,5,0.9,0]
[351,6,0.8,0]
[351,7,1.8,0]
[351,8,1.2,0]
[351,9,1.4,0]
[351,10,1.6,40.083333333333336]
[351,11,3.2,205.5]
[351,12,4.5,328.69444444444446]
[351,13,4,209.75]
[351,14,4.9000000000000004,94.333333333333343]
[351,15,2.7,154.97222222222223]
[351,16,3.2,20.75]
[351,17,2.8,4.416666666666667]
[351,18,2.7,0]
[351,19,2.1,0]
[351,20,1.6,0]
[351,21,1.6,0]
[351,22,1.2,0]
[351,23,1.6,0]
[351,24,1.8,0]
[352,1,2.2000000000000002,0]
[352,2,2.4,0]
[352,3,2.2000000000000002,0]
[352,4,2.2000000000000002,0]
[352,5,1.6,0]
[352,6,2.1,0]
[352,7,2.6,0]
[352,8,3.2,0]
[352,9,3.5,0]
[352,10,3.3,10.611111111111112]
[352,11,4.4000000000000004,219.16666666666666]
[352,12,2.8,97.5]
[352,13,3,82.694444444444443]
[352,14,4.3,298.80555555555554]
[352,15,4.8,546.55555555555554]
[352,16,4.0999999999999996,284.5]
[352,17,1.9,30.944444444444446]
[352,18,2.6,0]
[352,19,1.8,0]
[352,20,1.6,0]
[352,21,2.8,0]
[352,22,3.1,0]
[352,23,1.8,0]
[352,24,1.7,0]
[353,1,1,0]
[353,2,1,0]
[353,3,1,0]
[353,4,0.6,0]
[353,5,0.3,0]
[353,6,0.4,0]
[353,7,0.5,0]
[353,8,0.9,0]
[353,9,1,0]
[353,10,1.4,1.8333333333333333]
[353,11,1.4,26.611111111111111]
[353,12,2.7,76.972222222222229]
[353,13,4.2,229.94444444444443]
[353,14,4.9000000000000004,563.13888888888891]
[353,15,4.3,463.36111111111109]
[353,16,1.8,183.77777777777777]
[353,17,0.7,59.361111111111107]
[353,18,0.1,0]
[353,19,-0.4,0]
[353,20,-0.1,0]
[353,21,-1.5,0]
[353,22,-1.7,0]
[353,23,-1.4,0]
[353,24,-2.5,0]
[354,1,-1.6,0]
[354,2,-3.5,0]
[354,3,-2.6,0]
[354,4,-2.4,0]
[354,5,-3.8,0]
[354,6,-3.2,0]
[354,7,-2.6,0]
[354,8,-0.6,0]
[354,9,-1.2,0]
[354,10,-0.9,5.9722222222222223]
[354,11,0.8,169.7777777777778]
[354,12,3.3,459.27777777777783]
[354,13,3.8,578.69444444444446]
[354,14,4.5,591.77777777777783]
[354,15,4.4000000000000004,503.77777777777777]
[354,16,3.2,320.33333333333337]
[354,17,1.1000000000000001,76.055555555555557]
[354,18,0.2,0]
[354,19,-0.7,0]
[354,20,-1.8,0]
[354,21,-2,0]
[354,22,-1.8,0]
[354,23,-0.6,0]
[354,24,0,0]
[355,1,0.5,0]
[355,2,0.1,0]
[355,3,-0.7,0]
[355,4,-0.6,0]
[355,5,-1,0]
[355,6,-1.4,0]
[355,7,-1.4,0]
[355,8,-0.6,0]
[355,9,-0.4,0]
[355,10,-0.5,3.8333333333333335]
[355,11,-0.2,24.027777777777779]
[355,12,0.4,47.5]
[355,13,0.6,46.5]
[355,14,0,35.722222222222221]
[355,15,0.5,16.361111111111111]
[355,16,0.2,10.277777777777779]
[355,17,0.1,2.0277777777777777]
[355,18,0.7,0]
[355,19,0.8,0]
[355,20,1.1000000000000001,0]
[355,21,1.3,0]
[355,22,2,0]
[355,23,2.6,0]
[355,24,3.5,0]
[356,1,4.0999999999999996,0]
[356,2,4.7,0]
[356,3,5.4,0]
[356,4,5,0]
[356,5,5.7,0]
[356,6,5.6,0]
[356,7,6.2,0]
[356,8,6.7,0]
[356,9,7.3,0]
[356,10,6.3,1.8333333333333333]
[356,11,6.7,7.6111111111111107]
[356,12,6.8,18.25]
[356,13,7.4,25.111111111111114]
[356,14,7.7,35.722222222222221]
[356,15,7.7,18.75]
[356,16,7.9,5.8055555555555554]
[356,17,8.5,0]
[356,18,8.6,0]
[356,19,8.9,0]
[356,20,9.3000000000000007,0]
[356,21,9.8000000000000007,0]
[356,22,9.6999999999999993,0]
[356,23,10.1,0]
[356,24,10,0]
[357,1,10.199999999999999,0]
[357,2,10.3,0]
[357,3,10.3,0]
[357,4,11.3,0]
[357,5,11.3,0]
[357,6,11.6,0]
[357,7,11.9,0]
[357,8,11.9,0]
[357,9,12.3,0]
[357,10,11.8,0]
[357,11,11.3,3.6388888888888888]
[357,12,11.7,7.4722222222222214]
[357,13,11.7,20.361111111111111]
[357,14,11.3,22.888888888888889]
[357,15,11,11.833333333333334]
[357,16,10.5,15.222222222222221]
[357,17,9.9,2.0277777777777777]
[357,18,9.5,0]
[357,19,9,0]
[357,20,9.4,0]
[357,21,8.9,0]
[357,22,9.4,0]
[357,23,9.6,0]
[357,24,10.3,0]
[358,1,9.5,0]
[358,2,9.1999999999999993,0]
[358,3,9.3000000000000007,0]
[358,4,8.9,0]
[358,5,8.5,0]
[358,6,8.3000000000000007,0]
[358,7,8.1999999999999993,0]
[358,8,8.1999999999999993,0]
[358,9,7.6,0]
[358,10,7.8,13.333333333333334]
[358,11,7.8,38.166666666666671]
[358,12,8.1999999999999993,53.666666666666664]
[358,13,8.6999999999999993,100.36111111111111]
[358,14,8.5,127.3888888888889]
[358,15,8.6,37.5]
[358,16,8.8000000000000007,20.583333333333332]
[358,17,8,4.416666666666667]
[358,18,7.7,0]
[358,19,7.6,0]
[358,20,7.4,0]
[358,21,7,0]
[358,22,7.3,0]
[358,23,7.2,0]
[358,24,6.8,0]
[359,1,6.8,0]
[359,2,6.9,0]
[359,3,7,0]
[359,4,6.9,0]
[359,5,6.8,0]
[359,6,6.8,0]
[359,7,6.7,0]
[359,8,6.6,0]
[359,9,6.5,0]
[359,10,6.5,1.8333333333333333]
[359,11,6.6,9.75]
[359,12,6.7,28.027777777777779]
[359,13,6.6,30.111111111111114]
[359,14,6.7,15.916666666666666]
[359,15,6.8,43.472222222222221]
[359,16,6.5,20.527777777777779]
[359,17,6.3,10.305555555555555]
[359,18,6.1,0]
[359,19,5.9,0]
[359,20,5.8,0]
[359,21,5.7,0]
[359,22,5.6,0]
[359,23,5.6,0]
[359,24,5.6,0]
[360,1,5.5,0]
[360,2,5.4,0]
[360,3,6,0]
[360,4,5.7,0]
[360,5,5.2,0]
[360,6,5.4,0]
[360,7,5.5,0]
[360,8,4.2,0]
[360,9,4.5,0]
[360,10,5.2,3.8333333333333335]
[360,11,5.7,29.472222222222221]
[360,12,6.2,28.027777777777779]
[360,13,5.8,40.777777777777779]
[360,14,6.2,62.527777777777779]
[360,15,5.0999999999999996,110.88888888888889]
[360,16,5.0999999999999996,32.666666666666664]
[360,17,5.0999999999999996,17.638888888888889]
[360,18,4.5,0]
[360,19,4.5,0]
[360,20,4.5,0]
[360,21,3.7,0]
[360,22,3.3,0]
[360,23,3.8,0]
[360,24,3.5,0]
[361,1,3.4,0]
[361,2,3.6,0]
[361,3,3.1,0]
[361,4,2.4,0]
[361,5,2.1,0]
[361,6,1.8,0]
[361,7,1.7,0]
[361,8,1.3,0]
[361,9,1.4,0]
[361,10,1.3,16.111111111111111]
[361,11,2.7,185.25]
[361,12,3.8,99.638888888888886]
[361,13,5,104]
[361,14,5.2,72.472222222222214]
[361,15,5.4,63.111111111111107]
[361,16,5.3,32.527777777777779]
[361,17,4.5999999999999996,4.416666666666667]
[361,18,4.2,0]
[361,19,4.2,0]
[361,20,4.3,0]
[361,21,4.3,0]
[361,22,4.5999999999999996,0]
[361,23,5.2,0]
[361,24,5.5,0]
[362,1,5.8,0]
[362,2,6.2,0]
[362,3,6.6,0]
[362,4,7,0]
[362,5,7.4,0]
[362,6,8,0]
[362,7,7,0]
[362,8,6.1,0]
[362,9,5.0999999999999996,0]
[362,10,4.7,1.8611111111111112]
[362,11,5.2,11.916666666666666]
[362,12,5.8,41.611111111111114]
[362,13,5.8,169.30555555555554]
[362,14,6.2,266.30555555555554]
[362,15,6.2,210.75]
[362,16,5.4,78.833333333333343]
[362,17,5.0999999999999996,21.972222222222221]
[362,18,4.7,0]
[362,19,4.5,0]
[362,20,4.5999999999999996,0]
[362,21,4.4000000000000004,0]
[362,22,4.5999999999999996,0]
[362,23,4.0999999999999996,0]
[362,24,4.4000000000000004,0]
[363,1,4.2,0]
[363,2,3.6,0]
[363,3,2.4,0]
[363,4,2,0]
[363,5,3.4,0]
[363,6,2,0]
[363,7,2.5,0]
[363,8,2.8,0]
[363,9,3.4,0]
[363,10,4,67.75]
[363,11,4.7,286.72222222222223]
[363,12,3.5,387.16666666666663]
[363,13,4.3,100.1111111111111]
[363,14,6.2,366.75]
[363,15,5.0999999999999996,288.94444444444446]
[363,16,4.5,124.61111111111111]
[363,17,4.4000000000000004,17.75]
[363,18,3,0]
[363,19,2,0]
[363,20,2.1,0]
[363,21,1.2,0]
[363,22,1.1000000000000001,0]
[363,23,3,0]
[363,24,0.5,0]
[364,1,0.4,0]
[364,2,0.4,0]
[364,3,0.8,0]
[364,4,1.1000000000000001,0]
[364,5,1,0]
[364,6,0.7,0]
[364,7,0.8,0]
[364,8,-0.2,0]
[364,9,-0.8,0]
[364,10,0.7,10.75]
[364,11,1.9,24.055555555555554]
[364,12,4.2,294.52777777777777]
[364,13,3.7,149.36111111111111]
[364,14,3.6,101.33333333333334]
[364,15,3.9,73.472222222222229]
[364,16,3.5,29.055555555555554]
[364,17,3.1,10.333333333333334]
[364,18,3.4,0]
[364,19,3.5,0]
[364,20,3.5,0]
[364,21,3.4,0]
[364,22,3.5,0]
[364,23,3.6,0]
[364,24,3.6,0]
[365,1,2.5,0]
[365,2,1.1000000000000001,0]
[365,3,1.1000000000000001,0]
[365,4,3,0]
[365,5,2.2999999999999998,0]
[365,6,2,0]
[365,7,1.5,0]
[365,8,1.1000000000000001,0]
[365,9,1.2,0]
[365,10,2.4,44.694444444444443]
[365,11,2.1,189.80555555555554]
[365,12,0.4,15.972222222222221]
[365,13,0.4,9.4722222222222232]
[365,14,0.4,25.25]
[365,15,0.7,26.138888888888886]
[365,16,0.8,42.055555555555557]
[365,17,0.7,10.333333333333334]
[365,18,0.2,0]
[365,19,0.1,0]
[365,20,-0.2,0]
[365,21,-0.5,0]
[365,22,-0.6,0]
[365,23,-0.4,0]
[365,24,-1.7,0]

{"sheet":"Outputs","index":3,"n_rows":33,"n_cols":16,"rows_kept":33,"cut":false,"hidden":false,"merged":[[2,14,2,15]]}
["Climate data",null,null,null,null,null,null,null,null,null,null,null,null,null,null,"vAConsult"]
[null,null,null,null,null,null,null,null,null,null,null,null,null,null,null,"V1.1"]
[null,null,null,null,null,null,null,null,null,null,null,null,null,null,"2014-11-14"]
[]
[]
["Display output for day:",null,null,30]
[]
["Day","Hour","Tsto;vol,1","Tsto;vol,2","Tsto;vol,3","Tsto;vol,4","Isol;s45","Qsto;sol;in","Qsto;bkp;in","Qsto;dhw;out;req","Qsto;dhw;out","Qsto;sh;out;req","Qsto;sh;out","Qsto;ls","Qsto;bal","itCnt"]
[30,1,11.34150939936303,14.310124376380145,69.73134329949302,69.73134329949302,0,0,4.6746265888214594E-2,0,0,0,0,4.0002706413646102E-2,4.1893571944839891E-16,1]
[30,2,11.388032629685787,14.340696840606881,69.73134329949302,69.73134329949302,0,0,4.6746265888214594E-2,0,0,0,0,4.0038940462408301E-2,3.6862873864507151E-16,1]
[30,3,11.434305884457434,14.371105034886307,69.73134329949302,69.73134329949302,0,0,4.6746265888214594E-2,0,0,0,0,4.0074979820770781E-2,5.0133508455729725E-16,1]
[30,4,11.480330506830107,14.401349841862864,69.73134329949302,69.73134329949302,0,0,4.6746265888214594E-2,0,0,0,0,4.0110825534831127E-2,4.6924270025172632E-16,1]
[30,5,11.526107832739006,14.431432139438423,69.73134329949302,69.73134329949302,0,0,4.6746265888214594E-2,0,0,0,0,4.0146478645066139E-2,5.9414279052205643E-16,1]
[30,6,11.571639190941172,14.461352800797778,38.177663521946883,69.73134329949302,0,0,4.6746265888214594E-2,0,0,2.7599999904632568,2.7599999904632568,2.5352090369619017E-2,4.5102810375396984E-16,3]
[30,7,11.101037665539968,13.542568480404388,38.349152111951007,69.73134329949302,0,0,4.3788225176194073,1.7150000000000001,1.7150000000000001,2.744999885559082,2.744999885559082,2.4779693314095602E-2,5.4123372450476381E-16,3]
[30,8,10.322763877441517,11.745427696436593,38.520637976236458,69.73134329949302,0,0,6.4645080972439581,3.92,3.92,2.7300000190734863,2.7300000190734863,2.3649875747400424E-2,5.6551985316843911E-16,3]
[30,9,10.361787890723019,11.732598502202841,38.520637976236458,69.73134329949302,0,0,2.9659411553277977,0.21,0.20999999999999996,2.7300000190734863,2.7300000190734863,2.3662186997156193E-2,1.0247878934332988E-15,3]
[30,10,10.406304499709636,11.749471385693962,40.210106549697542,69.73134329949302,6.1041666666666668E-2,0,2.8640319442389846,0.105,0.10499999999999998,2.5822222232818604,2.5822222232818604,2.4485069220445493E-2,1.0824674490095276E-15,3]
[30,11,10.441521831635795,11.73981573975477,41.759843881356659,69.73134329949302,0.10625,0,2.8189431728680083,0.21,0.20999999999999996,2.4466667175292969,2.4466667175292969,2.5225440803501812E-2,4.40619762898109E-16,3]
[30,12,10.466261224179691,11.70592397023972,50.245295021360938,69.73134329949302,0.37895833333333334,0,2.7860916000292604,0.315,0.315,1.704444408416748,1.704444408416748,2.9209199228630921E-2,-5.6551985316843911E-16,3]
[30,13,11.910941405802541,11.910941405802541,54.576938985754147,69.73134329949302,0.52104166666666663,0.13592017228444414,1.7420324660857058,0,0,1.3255555629730225,1.3255555629730225,3.2020357799764546E-2,3.7470027081099033E-16,3]
[30,14,11.916001102429707,11.954405001645036,51.979222792017552,69.73134329949302,0.43583333333333329,0,1.4668202525812373,0.105,0.10499999999999998,1.5527777671813965,1.5527777671813965,3.0822267810063964E-2,1.4918621893400541E-16,3]
[30,15,12.641377398704309,12.641377398704309,55.878972544870784,69.73134329949302,0.53562500000000002,0.11939300016403202,1.6927451580388515,0.105,0.10499999999999998,1.2116667032241821,1.2116667032241821,3.331889016042347E-2,-4.3021142204224816E-16,3]
[30,16,12.627832903638675,12.680916264071113,49.190965234786759,69.73134329949302,0.31625000000000003,0,1.3522593206420641,0.105,0.10499999999999998,1.7966666221618652,1.7966666221618652,3.0187824241307358E-2,-7.6327832942979512E-17,3]
[30,17,12.667444545392566,12.720242681815693,43.665260242017403,69.73134329949302,0.13500000000000001,0,1.8337591575176593,0,0,2.2799999713897705,2.2799999713897705,2.7627909322455676E-2,5.8980598183211441E-17,3]
[30,18,12.546021664725206,12.756174565060064,40.216457474194243,69.73134329949302,1.6250000000000001E-2,0,2.6151499841963326,0.315,0.315,2.5816667079925537,2.5816667079925537,2.5966833780193599E-2,2.7755575615628914E-16,3]
[30,19,12.534905878500858,12.79087319894621,39.378075474819731,69.73134329949302,0,0,2.7146963331739582,0.105,0.10499999999999998,2.6549999713897705,2.6549999713897705,2.5583887983193155E-2,6.9041994343876922E-16,3]
[30,20,12.218411500387862,12.79359984878999,38.520637976236458,69.73134329949302,0,0,3.3881385999567564,0.73499999999999999,0.73499999999999999,2.7300000190734863,2.7300000190734863,2.5033435619435364E-2,1.2559397966072083E-15,3]
[30,21,10.684954226509435,12.423886093991403,38.006174931942766,69.73134329949302,0,0,6.2985631077149948,3.71,3.71,2.7750000953674316,2.7750000953674316,2.3897176696014658E-2,2.4286128663675299E-17,3]
[30,22,10.735005215760983,12.464593569284469,36.977251569074042,69.73134329949302,0,0,2.8068359138650867,0,0,2.8650000095367432,2.8650000095367432,2.3456250482540599E-2,3.920475055707584E-16,3]
[30,23,10.784787274339944,12.505082317857571,36.46278852478035,69.73134329949302,0,0,2.8963522464346654,0,0,2.9100000858306885,2.9100000858306885,2.3256885235298813E-2,-2.1510571102112408E-16,3]
[30,24,10.834301847246859,12.545353514958688,69.73134329949302,69.73134329949302,0,0,2.9411105312882166,0,0,0,0,3.8934903897515444E-2,3.0531133177191805E-16,1]
[null,null,null,null,null,null,null,{"$f":"SUM(H9:H32)","v":0.25531317244847618},{"$f":"SUM(I9:I32)","v":54.307279154152234},11.655000000000003,11.655000000000001,42.381666779518127,42.381666779518127,0.71684410958577849,{"$f":"SUM(O9:O32)","v":8.6992045511546934E-15}]

{"sheet":"Revisions","index":4,"n_rows":3,"n_cols":5,"rows_kept":3,"cut":false,"hidden":false,"merged":[]}
[]
["Date","Author","Location"]
["2014-12-05","GvA","prEN15316_StaticInput","Clim_StaticInput","FirstCol = InpSht.Range(\"Climate_FirstRow\").Column + 2. '+2'added"]